## Index
Table
Table 1 - 2017/18 Generation Tariffs
Table 2 - 2018/19 Generation Tariffs
Table 3 - 2019/20 Generation Tariffs
Table 4 - 2020/21 Generation Tariffs
Table 5 - 2021/22 Generation Tariffs
Table 6 – Onshore Local Circuit Tariffs
Table 7 – 2018/19 Onshore Local Substation Tariffs
Table 8 – 2018/19 Offshore Local Tariffs
Table 9 - Small Generator Discount
Table 10 – Half-Hour Demand Tariffs
Table 11 – Non Half-Hour Demand Tariffs
Table 12 - Contracted and Modelled TEC
Table 13 – Calculation of Generator and Demand Revenue Proportions
Table 14 – Transmission Owner Revenues
Table 15 – Inflation Indices
Table 16 – Demand Forecasts
Table 17 – Expansion Constants
Table 18 – Interconnector Adjustments
Table 19 - Wider tariffs for a Conventional 80% load factor generator
Table 20 - Wider tariffs for an Intermittent 40% load factor generator
Table 21 - Changes in Half-Hour Metered Tariffs
Table 22 - Changes in Non-Half-hour Metered Tariffs
Table 23 - Calculation of Residuals
Table 24 - 2018/19 Generation Scenarios - Wider Generation Peak 80% Tariffs
Table 25 - 2018/19 Generation Scenarios - Wider Generation Intermittent 40% Tariffs
Table 26 - 2018/19 Generation Scenarios - HH Demand Tariffs
Table 27 - 2018/19 Generation Scenarios - NHH Demand Tariffs
Table 28 - 2019/20 Generation Scenarios - Wider Generation Peak 80% Tariffs
Table 29 - 2019/20 Generation Scenarios - Wider Generation Intermittent 40% Tariffs
Table 30 - 2019/20 Generation Scenarios - HH Demand Tariffs
Table 31 - 2019/20 Generation Scenarios - NHH Demand Tariffs
Table 32 - 2020/21 Generation Scenarios - Wider Generation Peak 80% Tariffs
Table 33 - 2020/21 Generation Scenarios - Wider Generation Intermittent 40% Tariffs
Table 34 - 2020/21 Generation Scenarios - HH Demand Tariffs
Table 35 - 2020/21 Generation Scenarios - NHH Demand Tariffs
Table 36 - 2021/22 Generation Scenarios - Wider Generation Peak 80% Tariffs
Table 37 - 2021/22 Generation Scenarios - Wider Generation Intermittent 40% Tariffs
Table 38 - 2021/22 Generation Scenarios - HH Demand Tariffs
Table 39 - 2021/22 Generation Scenarios - NHH Demand Tariffs
Table 40 - National Grid Revenue Forecast
Table 41 - Scottish Power Transmission Revenue Forecast
Table 42 - SHE Transmission Revenue Forecast
Table 43 - Offshore Transmission Revenue Forecast
Table 44 - Contracted TEC at Peak
Table 45 - Contracted TEC at Peak by Zone
Table 46 - Zonal Summary of Modelled Demand
Table 47 - Zonal Summary of Chargeable System Demand
Table 48 - Zonal Summary of Chargeable HH Demand
Table 49 - Zonal Summary of Chargeable NHH Demand
Table 50 - Breakdown of HH Demand Tariffs, and CMP264/265 Calculator
Table
Figure 1 – Wider tariffs for a conventional 80% generator
Figure 2 - Wider tariffs for an intermittent 40% load factor generator
Figure 3 - Half Hour Demand Tariffs
Figure 4 - Non-Half Hour Demand Tariffs

## T1
Table 1 - 2017/18 Generation Tariffs
Generation Tariffs |  | System Peak Tariff | Shared Year Round Tariff | Not Shared Year Round Tariff | Residual Tariff | Conventional 80% Load Factor | Intermittent 40% Load Factor
Zone | Zone Name | (£/kW) | (£/kW) | (£/kW) | (£/kW) | (£/kW) | (£/kW)
1 | North Scotland | -0.0019998 | 11.9401 | 16.91 | -1.8539 | 24.6061 | 19.8321
2 | East Aberdeenshire | 0.79434 | 5.5768 | 16.91 | -1.8539 | 20.3118 | 17.2868
3 | Western Highlands | -0.40834 | 10.0883 | 16.6765 | -1.8539 | 22.4849 | 18.8579
4 | Skye and Lochalsh | -6.2242 | 10.0883 | 16.4196 | -1.8539 | 16.4122 | 18.601
5 | Eastern Grampian and Tayside | 0.27301 | 8.9542 | 16.1072 | -1.8539 | 21.6897 | 17.835
6 | Central Grampian | 2.4374 | 10.0926 | 17.128 | -1.8539 | 25.7856 | 19.3112
7 | Argyll | 1.5567 | 8.0289 | 25.5442 | -1.8539 | 31.6702 | 26.9019
8 | The Trossachs | 1.7844 | 8.0289 | 15.1838 | -1.8539 | 21.5374 | 16.5415
9 | Stirlingshire and Fife | -0.13383 | 3.9137 | 13.1535 | -1.8539 | 14.2967 | 12.8651
10 | South West Scotland | 1.6956 | 6.3483 | 14.1485 | -1.8539 | 19.0688 | 14.8339
11 | Lothian and Borders | 2.819 | 6.3483 | 9.0325 | -1.8539 | 15.0762 | 9.7179
12 | Solway and Cheviot | 0.56803 | 3.4967 | 7.67 | -1.8539 | 9.1815 | 7.2148
13 | North East England | 3.1442 | 2.0425 | 4.1987 | -1.8539 | 7.123 | 3.1619
14 | North Lancashire and The Lakes | 1.2024 | 2.0425 | 3.0099 | -1.8539 | 3.9924 | 1.973
15 | South Lancashire, Yorkshire and Humber | 3.9978 | 0.56823 | 0.16439 | -1.8539 | 2.7629 | -1.4622
16 | North Midlands and North Wales | 3.7455 | -0.95103 | 0 | -1.8539 | 1.1308 | -2.2343
17 | South Lincolnshire and North Norfolk | 2.1937 | -0.3352 | 0 | -1.8539 | 0.071702 | -1.988
18 | Mid Wales and The Midlands | 1.2296 | -0.19863 | 0 | -1.8539 | -0.78318 | -1.9333
19 | Anglesey and Snowdon | 4.4154 | -1.7041 | 0 | -1.8539 | 1.1983 | -2.5355
20 | Pembrokeshire | 9.0489 | -3.8844 | 0 | -1.8539 | 4.0875 | -3.4077
21 | South Wales & Gloucester | 6.1531 | -3.9442 | 0 | -1.8539 | 1.1438 | -3.4316
22 | Cotswold | 3.1467 | 2.0652 | -6.0562 | -1.8539 | -3.1113 | -7.084
23 | Central London | -4.2696 | 2.0652 | -5.4867 | -1.8539 | -9.958 | -6.5145
24 | Essex and Kent | -3.6682 | 2.0652 | 0 | -1.8539 | -3.87 | -1.0278
25 | Oxfordshire, Surrey and Sussex | -1.1535 | -2.6686 | 0 | -1.8539 | -5.1423 | -2.9213
26 | Somerset and Wessex | -1.2433 | -3.9216 | 0 | -1.8539 | -6.2345 | -3.4225
27 | West Devon and Cornwall | 0.19567 | -5.3018 | 0 | -1.8539 | -5.8996 | -3.9746

## T2
Table 2 - 2018/19 Generation Tariffs
Generation Tariffs |  | System Peak Tariff | Shared Year Round Tariff | Not Shared Year Round Tariff | Residual Tariff | Conventional 80% Load Factor | Intermittent 40% Load Factor
Zone | Zone Name | (£/kW) | (£/kW) | (£/kW) | (£/kW) | (£/kW) | (£/kW)
1 | North Scotland | 2.1702 | 12.0847 | 20.5135 | -3.2036 | 29.1479 | 22.1438
2 | East Aberdeenshire | 3.241 | 4.7639 | 20.5135 | -3.2036 | 24.362 | 19.2155
3 | Western Highlands | 1.5896 | 11.355 | 20.1351 | -3.2036 | 27.6052 | 21.4735
4 | Skye and Lochalsh | 1.5974 | 11.355 | 25.6964 | -3.2036 | 33.1741 | 27.0348
5 | Eastern Grampian and Tayside | 3.3039 | 9.8498 | 18.7888 | -3.2036 | 26.7689 | 19.5251
6 | Central Grampian | 3.4504 | 9.8578 | 18.7992 | -3.2036 | 26.9322 | 19.5387
7 | Argyll | 2.7933 | 8.3392 | 27.149 | -3.2036 | 33.41 | 27.2811
8 | The Trossachs | 3.0885 | 8.3392 | 16.7725 | -3.2036 | 23.3287 | 16.9046
9 | Stirlingshire and Fife | 1.6929 | 5.001 | 14.3211 | -3.2036 | 16.8112 | 13.1179
10 | South West Scotland | 2.6161 | 6.468 | 15.2405 | -3.2036 | 19.8275 | 14.6241
11 | Lothian and Borders | 3.2537 | 6.468 | 9.7036 | -3.2036 | 14.928 | 9.0872
12 | Solway and Cheviot | 1.7874 | 3.7399 | 8.5476 | -3.2036 | 10.1233 | 6.84
13 | North East England | 3.547 | 2.1808 | 4.543 | -3.2036 | 6.6311 | 2.2117
14 | North Lancashire and The Lakes | 1.3521 | 2.1808 | 3.2104 | -3.2036 | 3.1035 | 0.87908
15 | South Lancashire, Yorkshire and Humber | 4.218 | 0.64384 | 0.15138 | -3.2036 | 1.6809 | -2.7947
16 | North Midlands and North Wales | 3.1711 | -0.6735 | 0 | -3.2036 | -0.57129 | -3.473
17 | South Lincolnshire and North Norfolk | 1.4604 | 0.11515 | 0 | -3.2036 | -1.6511 | -3.1575
18 | Mid Wales and The Midlands | 0.74633 | 0.32191 | 0 | -3.2036 | -2.1997 | -3.0748
19 | Anglesey and Snowdon | 4.6789 | -1.3782 | 0 | -3.2036 | 0.37274 | -3.7549
20 | Pembrokeshire | 9.0996 | -3.8689 | 0 | -3.2036 | 2.8009 | -4.7511
21 | South Wales & Gloucester | 6.1073 | -3.9168 | 0 | -3.2036 | -0.22977 | -4.7703
22 | Cotswold | 3.003 | 2.7258 | -6.68 | -3.2036 | -4.7 | -8.7933
23 | Central London | -5.9582 | 2.7258 | -6.4916 | -3.2036 | -13.4727 | -8.6049
24 | Essex and Kent | -4.1149 | 2.7258 | 0 | -3.2036 | -5.1378 | -2.1133
25 | Oxfordshire, Surrey and Sussex | -1.5105 | -2.3443 | 0 | -3.2036 | -6.5895 | -4.1413
26 | Somerset and Wessex | -1.1664 | -3.4706 | 0 | -3.2036 | -7.1465 | -4.5918
27 | West Devon and Cornwall | 0.20188 | -4.9826 | 0 | -3.2036 | -6.9878 | -5.1967

## T3
Table 3 - 2019/20 Generation Tariffs
Generation Tariffs |  | System Peak Tariff | Shared Year Round Tariff | Not Shared Year Round Tariff | Residual Tariff | Conventional 80% Load Factor | Intermittent 40% Load Factor
Zone | Zone Name | (£/kW) | (£/kW) | (£/kW) | (£/kW) | (£/kW) | (£/kW)
1 | North Scotland | 2.4981 | 11.1938 | 21.1424 | -4.7543 | 27.8412 | 20.8656
2 | East Aberdeenshire | 3.7349 | 4.3702 | 21.1424 | -4.7543 | 23.6192 | 18.1362
3 | Western Highlands | 2.5456 | 10.8144 | 20.866 | -4.7543 | 27.3088 | 20.4375
4 | Skye and Lochalsh | 2.5473 | 10.8144 | 26.5953 | -4.7543 | 33.0398 | 26.1668
5 | Eastern Grampian and Tayside | 4.0901 | 9.4503 | 19.3594 | -4.7543 | 26.2554 | 18.3852
6 | Central Grampian | 4.3497 | 9.4554 | 19.367 | -4.7543 | 26.5268 | 18.3949
7 | Argyll | 3.8096 | 7.9977 | 27.7113 | -4.7543 | 33.1647 | 26.1561
8 | The Trossachs | 3.9903 | 7.9977 | 17.1156 | -4.7543 | 22.7497 | 15.5604
9 | Stirlingshire and Fife | 2.2902 | 4.8778 | 14.4221 | -4.7543 | 15.8603 | 11.6189
10 | South West Scotland | 3.6379 | 6.1425 | 15.3623 | -4.7543 | 19.16 | 13.065
11 | Lothian and Borders | 3.7416 | 6.1425 | 10.1185 | -4.7543 | 14.0199 | 7.8212
12 | Solway and Cheviot | 2.0768 | 3.5501 | 8.5981 | -4.7543 | 8.7607 | 5.2638
13 | North East England | 3.9952 | 2.0012 | 4.3779 | -4.7543 | 5.2198 | 0.42409
14 | North Lancashire and The Lakes | 1.8942 | 2.0012 | 2.933 | -4.7543 | 1.6739 | -1.0208
15 | South Lancashire, Yorkshire and Humber | 4.5203 | 0.35542 | 0.21127 | -4.7543 | 0.26158 | -4.4009
16 | North Midlands and North Wales | 3.1333 | -1.0415 | 0 | -4.7543 | -2.4542 | -5.1709
17 | South Lincolnshire and North Norfolk | 1.2803 | 0.5749 | 0 | -4.7543 | -3.014 | -4.5243
18 | Mid Wales and The Midlands | 0.62288 | 0.69078 | 0 | -4.7543 | -3.5788 | -4.478
19 | Anglesey and Snowdon | 5.5832 | -2.2728 | 0 | -4.7543 | -0.98938 | -5.6634
20 | Pembrokeshire | 9.1371 | -3.717 | 0 | -4.7543 | 1.4091 | -6.2411
21 | South Wales & Gloucester | 5.9422 | -3.6722 | 0 | -4.7543 | -1.7499 | -6.2232
22 | Cotswold | 2.6608 | 3.3552 | -6.9894 | -4.7543 | -6.3987 | -10.4016
23 | Central London | -6.1175 | 3.3552 | -6.7887 | -4.7543 | -14.9764 | -10.2009
24 | Essex and Kent | -4.3569 | 3.3552 | 0 | -4.7543 | -6.4271 | -3.4122
25 | Oxfordshire, Surrey and Sussex | -1.6088 | -1.8023 | 0 | -4.7543 | -7.8049 | -5.4752
26 | Somerset and Wessex | -1.7962 | -1.5866 | 0 | -4.7543 | -7.8198 | -5.389
27 | West Devon and Cornwall | -0.9959 | -4.8834 | 0 | -4.7543 | -9.6569 | -6.7077

## T4
Table 4 - 2020/21 Generation Tariffs
Generation Tariffs |  | System Peak Tariff | Shared Year Round Tariff | Not Shared Year Round Tariff | Residual Tariff | Conventional 80% Load Factor | Intermittent 40% Load Factor
Zone | Zone Name | (£/kW) | (£/kW) | (£/kW) | (£/kW) | (£/kW) | (£/kW)
1 | North Scotland | 1.6874 | 12.8737 | 20.5581 | -5.9485 | 26.5959 | 19.7591
2 | East Aberdeenshire | 2.5775 | 6.2884 | 20.5581 | -5.9485 | 22.2177 | 17.1249
3 | Western Highlands | 1.5318 | 12.136 | 19.9461 | -5.9485 | 25.2381 | 18.8519
4 | Skye and Lochalsh | 1.5266 | 12.136 | 25.8617 | -5.9485 | 31.1485 | 24.7676
5 | Eastern Grampian and Tayside | 2.8644 | 10.9797 | 18.5522 | -5.9485 | 24.2518 | 16.9955
6 | Central Grampian | 2.959 | 11.1493 | 18.8235 | -5.9485 | 24.7534 | 17.3347
7 | Argyll | 2.4785 | 9.6666 | 27.559 | -5.9485 | 31.8222 | 25.4771
8 | The Trossachs | 2.6668 | 9.6666 | 16.3835 | -5.9485 | 20.835 | 14.3016
9 | Stirlingshire and Fife | 1.0894 | 6.3479 | 13.3124 | -5.9485 | 13.5316 | 9.903
10 | South West Scotland | 2.0805 | 7.8833 | 14.5401 | -5.9485 | 16.9786 | 11.7448
11 | Lothian and Borders | 3.7658 | 7.8833 | 9.2427 | -5.9485 | 13.3665 | 6.4474
12 | Solway and Cheviot | 1.6045 | 5.2292 | 7.3768 | -5.9485 | 7.2161 | 3.52
13 | North East England | 3.9379 | 4.3211 | 4.8214 | -5.9485 | 6.2676 | 0.60126
14 | North Lancashire and The Lakes | 1.476 | 4.3211 | 0.95514 | -5.9485 | -0.060528 | -3.265
15 | South Lancashire, Yorkshire and Humber | 4.1382 | 0.96769 | 0.072425 | -5.9485 | -0.9638 | -5.489
16 | North Midlands and North Wales | 3.5092 | -0.94853 | 0 | -5.9485 | -3.1981 | -6.328
17 | South Lincolnshire and North Norfolk | 1.8395 | 0.054971 | 1.3049e-16 | -5.9485 | -4.0651 | -5.9266
18 | Mid Wales and The Midlands | 1.613 | -0.13342 | 0 | -5.9485 | -4.4422 | -6.0019
19 | Anglesey and Snowdon | 5.2704 | -1.8294 | 0 | -5.9485 | -2.1417 | -6.6803
20 | Pembrokeshire | 9.0757 | -3.9416 | 0 | -5.9485 | -0.02606 | -7.5252
21 | South Wales & Gloucester | 5.8047 | -3.9461 | 0 | -5.9485 | -3.3007 | -7.527
22 | Cotswold | 2.4403 | 3.261 | -7.2093 | -5.9485 | -8.1088 | -11.8534
23 | Central London | -5.9018 | 3.261 | -7.146 | -5.9485 | -16.3876 | -11.7901
24 | Essex and Kent | -4.4153 | 3.261 | 0 | -5.9485 | -7.7551 | -4.6441
25 | Oxfordshire, Surrey and Sussex | -1.7201 | -2.2156 | 0 | -5.9485 | -9.4411 | -6.8348
26 | Somerset and Wessex | -0.83782 | -1.6505 | 0 | -5.9485 | -8.1068 | -6.6087
27 | West Devon and Cornwall | 0.087767 | -4.1164 | 0 | -5.9485 | -9.1539 | -7.5951

## T5
Table 5 - 2021/22 Generation Tariffs
Generation Tariffs |  | System Peak Tariff | Shared Year Round Tariff | Not Shared Year Round Tariff | Residual Tariff | Conventional 80% Load Factor | Intermittent 40% Load Factor
Zone | Zone Name | (£/kW) | (£/kW) | (£/kW) | (£/kW) | (£/kW) | (£/kW)
1 | North Scotland | 3.0207 | 10.9194 | 26.2613 | -7.6062 | 30.4114 | 23.0229
2 | East Aberdeenshire | 1.3 | 7.9446 | 24.0301 | -7.6062 | 24.0796 | 19.6018
3 | Western Highlands | 2.715 | 10.2342 | 24.8056 | -7.6062 | 28.1018 | 21.2931
4 | Skye and Lochalsh | 2.6926 | 10.2342 | 32.8361 | -7.6062 | 36.1099 | 29.3236
5 | Eastern Grampian and Tayside | 3.3809 | 9.3297 | 22.5173 | -7.6062 | 25.7558 | 18.6431
6 | Central Grampian | 3.4347 | 9.4539 | 22.8845 | -7.6062 | 26.2761 | 19.0599
7 | Argyll | 3.3059 | 8.4113 | 30.5251 | -7.6062 | 32.9539 | 26.2834
8 | The Trossachs | 3.0345 | 8.4113 | 19.7535 | -7.6062 | 21.9109 | 15.5119
9 | Stirlingshire and Fife | 1.6347 | 5.9694 | 15.4581 | -7.6062 | 14.2622 | 10.2397
10 | South West Scotland | 1.9231 | 6.849 | 16.8248 | -7.6062 | 16.621 | 11.9583
11 | Lothian and Borders | 3.4194 | 6.849 | 11.5708 | -7.6062 | 12.8632 | 6.7043
12 | Solway and Cheviot | 1.4603 | 4.8114 | 8.8747 | -7.6062 | 6.5779 | 3.1931
13 | North East England | 4.0214 | 4.0731 | 5.9085 | -7.6062 | 5.5823 | -0.068395
14 | North Lancashire and The Lakes | 1.2946 | 4.0731 | 2.0241 | -7.6062 | -1.0291 | -3.9529
15 | South Lancashire, Yorkshire and Humber | 4.5507 | 1.0415 | 0.29364 | -7.6062 | -1.9286 | -6.8959
16 | North Midlands and North Wales | 3.4056 | -0.33409 | 0 | -7.6062 | -4.4679 | -7.7398
17 | South Lincolnshire and North Norfolk | 2.5306 | -0.37911 | 0 | -7.6062 | -5.3789 | -7.7578
18 | Mid Wales and The Midlands | 1.4567 | 0.38266 | 0 | -7.6062 | -5.8433 | -7.4531
19 | Anglesey and Snowdon | 4.247 | -0.50359 | 0 | -7.6062 | -3.762 | -7.8076
20 | Pembrokeshire | 8.2565 | -5.8134 | 0 | -7.6062 | -4.0004 | -9.9315
21 | South Wales & Gloucester | 4.2698 | -6.3892 | 0 | -7.6062 | -8.4477 | -10.1618
22 | Cotswold | 2.7504 | 2.6159 | -7.3332 | -7.6062 | -10.0962 | -13.893
23 | Central London | -5.5837 | 2.6159 | -7.0321 | -7.6062 | -18.1293 | -13.5919
24 | Essex and Kent | -3.7299 | 2.6159 | 0 | -7.6062 | -9.2433 | -6.5598
25 | Oxfordshire, Surrey and Sussex | -1.2741 | -2.7132 | 0 | -7.6062 | -11.0509 | -8.6915
26 | Somerset and Wessex | -0.82656 | -2.4306 | 0 | -7.6062 | -10.3772 | -8.5784
27 | West Devon and Cornwall | -0.2628 | -4.8856 | 0 | -7.6062 | -11.7774 | -9.5604

## T6
Table 6 – Onshore Local Circuit Tariffs
Connection Point | 2017/18 (£/kW) | 2018/19 (£/kW) | 2019/20 (£/kW) | 2020/21 (£/kW) | 2021/22 (£/kW)
Aberdeen Bay | - | 2.4713 | 2.5454 | 2.6218 | 2.7004
Achruach | 3.9399 | 4.06 | 4.1817 | 4.3071 | -2.593
Aigas | 0.60154 | 0.6199 | 0.6385 | 0.65765 | 0.67738
An Suidhe | 2.8196 | -0.8553 | -0.88056 | -0.90683 | -0.93447
Arecleoch | 1.9103 | 1.9686 | 2.0276 | 2.0881 | 2.1511
Aultmore | - | - | - | 1.6865 | 1.7371
Baglan Bay | 0.69951 | 0.72069 | 0.74231 | 0.76438 | 0.78752
Beinneun Wind Farm | 1.3819 | 1.4233 | 1.466 | 1.51 | 1.5553
Benbrack & Quantans Hill | - | - | -4.4581 | -4.5915 | -4.7285
Bhlaraidh Wind Farm | 0.59384 | 0.61196 | 0.63032 | 0.64926 | 0.66871
Black Hill | 0.79354 | 0.81775 | 0.84229 | 0.86758 | 0.89358
Black Law | 1.6072 | 1.6562 | 1.7059 | 1.757 | 1.8098
BlackCraig Wind Farm | 5.7899 | 5.9666 | 6.1456 | 6.3299 | 6.5199
BlackLaw Extension | 3.4082 | 3.5122 | 3.6175 | 3.7261 | 3.8379
Bodelwyddan | 0.10583 | 0.10906 | 0.11233 | 0.1157 | 0.11917
Brochlock | 1.3174 | 1.3576 | 1.3983 | 1.4403 | 1.4835
Carraig Gheal | 4.0458 | 4.1697 | 4.2948 | 4.4236 | 4.5564
Carrington | -0.032882 | -0.030797 | -0.031616 | -0.032427 | -0.18367
Clyde (North) | 0.10087 | 0.10394 | 0.10706 | 0.11023 | 0.11358
Clyde (South) | 0.11665 | 0.12021 | 0.12381 | 0.12748 | 0.13135
Corriegarth | 3.4666 | 3.5724 | 3.6795 | 3.7898 | 3.9036
Corriemoillie | 1.5307 | 1.5783 | 1.6256 | 1.6745 | 1.7246
Coryton | 0.047815 | 0.049269 | 0.050806 | 0.050632 | 0.35792
Crossburns | - | - | - | - | 0.3107
Cruachan | 1.6768 | 1.7362 | 1.7882 | 1.8412 | 1.8971
Crystal Rig | 0.33493 | 0.031825 | 0.042567 | 0.37823 | 0.056468
Culligran | 1.5941 | 1.6428 | 1.692 | 1.7428 | 1.7951
Dalquhandy | - | - | - | - | 1.0962
Deanie | 2.6189 | 2.6988 | 2.7798 | 2.8631 | 2.9491
Dersalloch | 2.2155 | 2.2831 | 2.3516 | 2.4222 | 2.4948
Didcot | 0.47694 | 0.49336 | 0.7771 | 0.80096 | 0.54157
Dinorwig | 2.2068 | 2.2741 | 2.3423 | 2.4126 | 2.485
Dorenell | - | 1.9891 | 2.0488 | 2.1103 | 2.1736
Dumnaglass | 1.7076 | 1.7597 | 1.8125 | 1.8668 | 1.9229
Dunlaw Extension | 1.3792 | 1.4238 | 1.4659 | 1.5101 | 1.5562
Earlshaugh Wind Farm | 3.4645 | 3.5741 | 3.6816 | 3.7921 | 3.9071
Edinbane | -6.2915 | 6.4893 | 6.6839 | 6.8843 | 7.091
EnochHill | - | - | - | 1.6755 | 1.7257
Ewe Hill | 1.2639 | 1.3025 | 1.3416 | 1.3819 | 1.4233
FAAR | - | 3.3794 | 3.4808 | 3.5851 | 3.6927
Fallago | 0.90548 | 0.19119 | 0.21156 | 1.0081 | 0.24959
Ffestiniogg | 0.2327 | 0.2398 | 0.24699 | 0.25431 | 0.26203
Finlarig | 0.2945 | 0.30349 | 0.3126 | 0.32197 | 0.33163
Foyers | 0.69256 | 0.7137 | 0.73511 | 0.75686 | 0.77988
Galawhistle | 0.77841 | 1.4018 | 1.4439 | 1.4872 | 1.5318
Gills Bay | - | 2.387 | 2.4586 | 2.5324 | 2.6083
Glen Kyllachy | - | - | 0.44657 | 0.45996 | 0.47376
Glendoe | 1.6918 | 1.7434 | 1.7957 | 1.8496 | 1.9051
Glenmorie | - | - | - | 1.9931 | 2.053
GlenUllinish | - | - | - | - | 2.3688
Gordonbush | 0.37604 | 1.1112 | 1.1502 | 0.2359 | 0.22565
Griffin Wind | -0.84562 | -0.86851 | 4.1866 | 4.3448 | 10.0693
Hadyard Hill | 2.5458 | 2.6235 | 2.7022 | 2.7832 | 2.8667
Harestanes | 2.3049 | 2.3792 | 2.4508 | 2.5243 | 2.6013
Hartlepool | 0.55278 | 0.56975 | 0.58678 | 0.6041 | 0.14799
Hedon | 0.16641 | 0.17151 | 0.17665 | 0.18188 | 0.18742
Hornsea 1 | - | 0.68922 | 0.71028 | 0.77209 | 0.79559
Invergarry | 1.3052 | 1.3454 | 1.3859 | 1.4275 | 1.4704
Kergord | - | - | - | - | 123.7132
Kilbraur | 0.23747 | 0.73781 | 0.76515 | 0.10421 | 0.091199
Kilgallioch | 0.96799 | 0.99753 | 1.0275 | 1.0579 | 1.09
Kilmorack | 0.18164 | 0.18719 | 0.1928 | 0.19859 | 0.20455
Kings Lynn | - | - | - | 0.42397 | 0.43668
Knottingley | - | - | -0.10429 | -0.10677 | -0.11068
Kype Muir | - | 1.4059 | 1.448 | 1.4915 | 1.5362
Langage | 0.60479 | 0.6232 | 0.6419 | -0.3387 | -0.3488
Lochay | 0.33658 | 0.34685 | 0.35725 | 0.36796 | 0.37901
Luichart | 0.52794 | 0.54495 | 0.56129 | 0.57813 | 0.59544
Marchwood | 0.35128 | 0.36188 | 0.37273 | 0.3842 | 0.39571
Margree | 5.5375 | 5.7065 | 5.8776 | 6.0539 | 6.2356
Mark Hill | 0.80531 | 0.82988 | 0.85478 | 0.88007 | 0.90683
Middle Muir | - | 1.8788 | 1.9351 | 1.9931 | 2.053
Millennium South | - | 0.89313 | 0.91995 | 0.9476 | 0.97598
Millennium Wind | 1.6802 | 1.7308 | 1.7827 | 1.8362 | 1.8913
Moffat | 0.15504 | 0.16367 | 0.1688 | 0.17392 | 0.18041
Mossford | 2.6487 | 2.7304 | 2.8123 | 2.8967 | 2.9836
Nant | 2.3083 | 2.3792 | 2.4506 | 2.5241 | 2.5998
Necton | 1.0344 | 1.0658 | 1.0978 | 1.1307 | 1.1646
New Deer | - | - | 0.61337 | 0.63177 | 0.65072
Rhigos | 0.093347 | 0.096116 | 0.099018 | 0.102 | 0.10506
Rocksavage | 0.016271 | 0.016772 | 0.017275 | -0.017793 | -0.018327
Saltend | 0.31358 | 0.32318 | 0.33288 | 0.34273 | 0.35316
South Humber Bank | 0.86749 | 0.89687 | 0.92416 | 0.9837 | 0.39268
Spalding | 0.25541 | 0.26448 | 0.66837 | 0.68846 | 0.28967
Stornoway | - | - | - | - | 96.123
Strathy Wind | 2.0184 | 1.9486 | 1.9971 | 1.8616 | 1.9026
Stronelairg | 1.3324 | 1.3641 | 1.4038 | 1.4466 | 1.4884
Tom Na Clach | - | 1.8788 | 1.9351 | 1.9931 | 2.053
Ulziside | 8.9316 | 9.2042 | 9.4803 | 9.7649 | 10.0577
Wester Dodds | 0.6479 | 0.35435 | 0.37476 | 0.72041 | 0.40889
Whitelee | 0.097613 | 0.10059 | 0.10361 | 0.10667 | 0.10992
Whitelee Extension | 0.27136 | 0.27964 | 0.28803 | 0.29656 | 0.30558
Willow | - | - | - | 1.5332 | 1.5792

## T7
Table 7 – 2018/19 Onshore Local Substation Tariffs
Substation Rating | Connection Type | Local Substation Tariff (£/kW)
|  | 132kV | 275kV | 400kV
<1320 MW | No redundancy | 0.1903 | 0.10886 | 0.078438
<1320 MW | Redundancy | 0.41921 | 0.25937 | 0.18863
>=1320 MW | No redundancy | 0 | 0.34133 | 0.24685
>=1320 MW | Redundancy | 0 | 0.56038 | 0.40903

## T8
Table 8 – 2018/19 Offshore Local Tariffs
Offshore Generator | Tariff Component (£/kW)
| Substation | Circuit | ETUoS
Robin Rigg East | -0.43854 | 29.0496 | 9.0038
Robin Rigg West | -0.43854 | 29.0496 | 9.0038
Gunfleet Sands 1 & 2 | 16.5961 | 15.2365 | 2.8478
Barrow | 7.6684 | 40.1212 | 0.99626
Ormonde | 23.7066 | 44.1632 | 0.35194
Walney 1 | 20.4599 | 40.7459 | 0
Walney 2 | 20.3111 | 41.1049 | 0
Thanet | 17.4428 | 32.5021 | 0.78244
Sheringham Shoal | 22.9047 | 26.8619 | 0.5839
Greater Gabbard | 14.3774 | 33.0378 | 0
London Array | 9.7555 | 33.2266 | 0
Lincs | 14.331 | 56.1091 | 0
Humber Gateway | 13.9334 | 31.4385 | 0
West of Duddon Sands | 7.8949 | 38.9566 | 0
Westermost Rough | 16.6241 | 28.1208 | 0
Gwynt Y Mor | 17.5093 | 17.2489 | 0

## T9
Table 9 - Small Generator Discount
| 2017/18 | 2018/19 | 2019/20 | 2020/21 | 2021/22
Small Generator Discount (£/kW) | -11.3517 | -12.2438 | Discontinued
Included in HH Tariffs below (£/kW) | 0.55225 | 0.70217
Included in NHH Tariffs below (p/kWh) | 0.075174 | 0.095342

## T10
Table 10 – Half-Hour Demand Tariffs | [6 empty] | Figure 3 - Half Hour Demand Tariffs
Zone | Zone Name | 17/18 | 18/19 | 19/20 | 20/21 | 21/22
|  | (£/kW) | (£/kW) | (£/kW) | (£/kW) | (£/kW)
1 | Northern Scotland | 29.5777 | 47.1981 | 53.9579 | 59.8324 | 64.7755
2 | Southern Scotland | 30.481 | 32.0673 | 37.1969 | 43.5037 | 47.0042
3 | Northern | 39.2232 | 43.0589 | 48.6984 | 53.6133 | 58.5994
4 | North West | 45.2457 | 49.9618 | 55.8427 | 61.6373 | 66.9352
5 | Yorkshire | 44.9671 | 49.8449 | 55.7001 | 61.1743 | 66.4276
6 | N Wales & Mersey | 46.7911 | 51.2926 | 57.1757 | 63.2371 | 69.0844
7 | East Midlands | 47.8891 | 53.1784 | 59.2033 | 64.9728 | 70.5027
8 | Midlands | 49.4574 | 54.4918 | 60.4862 | 66.4346 | 72.4078
9 | Eastern | 49.6171 | 54.9477 | 60.6628 | 66.4918 | 72.3256
10 | South Wales | 45.5519 | 50.6097 | 56.362 | 62.5754 | 71.968
11 | South East | 52.5376 | 57.305 | 63.1514 | 69.1386 | 75.2102
12 | London | 54.9696 | 60.1563 | 66.0182 | 72.0898 | 78.1074
13 | Southern | 53.4051 | 58.4427 | 63.853 | 69.9974 | 76.3786
14 | South Western | 51.9556 | 56.8869 | 63.5065 | 67.4441 | 74.7777

## T11
Table 11 – Non Half-Hour Demand Tariffs | [6 empty] | Figure 4 - Non-Half Hour Demand Tariffs
Zone | Zone Name | 17/18 | 18/19 | 19/20 | 20/21 | 21/22
|  | (p/kWh) | (p/kWh) | (p/kWh) | (p/kWh) | (p/kWh)
1 | Northern Scotland | 6.2156 | 10.782 | 13.4887 | 16.4835 | 19.5153
2 | Southern Scotland | 4.2627 | 4.533 | 5.3258 | 6.4104 | 7.1284
3 | Northern | 5.9435 | 6.6654 | 7.7328 | 8.8637 | 10.0767
4 | North West | 5.8782 | 6.4365 | 7.1184 | 7.9053 | 8.6478
5 | Yorkshire | 5.9788 | 6.5631 | 7.2486 | 7.9974 | 8.731
6 | N Wales & Mersey | 6.6073 | 7.3032 | 8.2204 | 9.3299 | 10.464
7 | East Midlands | 6.2488 | 6.8328 | 7.4669 | 8.1743 | 8.8539
8 | Midlands | 6.4263 | 6.9626 | 7.5736 | 8.2834 | 8.9954
9 | Eastern | 7.0951 | 7.8894 | 8.7548 | 9.8003 | 10.8902
10 | South Wales | 5.7754 | 6.3181 | 6.9023 | 7.6429 | 8.776
11 | South East | 7.4752 | 8.2015 | 9.102 | 10.1977 | 11.3572
12 | London | 5.4874 | 5.4958 | 5.3665 | 5.2276 | 4.9729
13 | Southern | 7.0479 | 7.6233 | 8.2136 | 9.024 | 9.8752
14 | South Western | 7.4648 | 8.2404 | 9.2894 | 10.1224 | 11.5192

## T12
Table 12 - Contracted and Modelled TEC
Best View | 2017/18 | 2018/19 | 2019/20 | 2020/21 | 2021/22
Contracted TEC (GW) | 72.2 | 79.5691 | 91.1158 | 108.6571 | 121.3613
Modelled TEC (GW) | 72.2 | 72.6197 | 73.8296 | 82.91 | 90.9305
Chargeable TEC (GW) | 67.6 | 66.8347 | 66.9446 | 73.225 | 77.8455
All TEC |  | 2018/19 | 2019/20 | 2020/21 | 2021/22
Contracted TEC (GW) |  | 79.5691 | 91.1158 | 108.6571 | 121.3613
Modelled TEC (GW) |  | 79.5691 | 91.1158 | 108.6571 | 121.3613
Chargeable TEC (GW) |  | 73.7841 | 84.2308 | 98.9721 | 108.2763
Sustained Coal |  | 2018/19 | 2019/20 | 2020/21 | 2021/22
Contracted TEC (GW) |  | 79.5691 | 91.1158 | 108.6571 | 121.3613
Modelled TEC (GW) |  | 76.4267 | 79.6366 | 89.249 | 98.7245
Chargeable TEC (GW) |  | 70.6417 | 72.7516 | 79.564 | 85.6395
Accelerated Offshore |  | 2018/19 | 2019/20 | 2020/21 | 2021/22
Contracted TEC (GW) |  | 79.5691 | 91.1158 | 108.6571 | 121.3613
Modelled TEC (GW) |  | 72.7487 | 74.2796 | 83.9 | 95.1955
Chargeable TEC (GW) |  | 66.9637 | 67.3946 | 74.215 | 82.1105

## T13
Table 13 – Calculation of Generator and Demand Revenue Proportions
|  | 2017/18 | 2018/19 | 2019/20 | 2020/21 | 2021/22
CAPEC | Limit on generation tariff (€/MWh) | 2.5 | 2.5 | 2.5 | 2.5 | 2.5
y | Error Margin | 21% | 21% | 21% | 21% | 21%
ER | Exchange Rate (€/£) | 1.27 | 1.11 | 1.1 | 1.09 | 1.09
MAR | Total Revenue (£m) | 2631.4837 | 2833.4609 | 3062.571 | 3288.6994 | 3475.919
GO | Generation Output (TWh) | 250.95 | 239.902 | 229.301 | 216.7856 | 204.3542
G | % of revenue from generation | 14.83% | 15.06% | 13.44% | 11.94% | 10.65%
D | % of revenue from demand | 85.17% | 84.94% | 86.56% | 88.06% | 89.35%
G.MAR | Revenue recovered from generation (£m) | 390.2569 | 426.8526 | 411.6995 | 392.7996 | 370.2748
D.MAR | Revenue recovered from demand (£m) | 2241.2268 | 2406.6082 | 2650.8715 | 2895.8997 | 3105.6442

## T14
Table 14 – Transmission Owner Revenues
£m Nominal | 2017/18 | 2018/19 | 2019/20 | 2020/21 | 2021/22
National Grid
Price controlled revenue | 1748.7571 | 1727.7708 | 1794.5192 | 1942.0266 | 2008.8008
Less income from connections | 41.8826 | 41.8826 | 41.8826 | 41.8826 | 41.8826
Income from TNUoS | 1706.8745 | 1685.8882 | 1752.6366 | 1900.144 | 1966.9182
Scottish Power Transmission
Price controlled revenue | 333.7 | 390.5407 | 449.5848 | 430.5807 | 465.8095
Less income from connections | 12.75 | 26.7795 | 27.7553 | 28.9536 | 28.9781
Income from TNUoS | 320.95 | 363.7611 | 421.8294 | 401.6271 | 436.8314
SHE Transmission
Price controlled revenue | 304.7 | 366.4866 | 378.041 | 375.1658 | 415.3442
Less income from connections | 3.35 | 3.244 | 2.7055 | 2.7742 | 2.8708
Income from TNUoS | 301.35 | 363.2426 | 375.3355 | 372.3916 | 412.4735
Offshore | 270.2046 | 380.166 | 472.4787 | 574.0366 | 619.1959
Network Innovation Competition | 32.0711 | 40.5 | 40.5 | 40.5 | 40.5
Total to Collect from TNUoS | 2631.4502 | 2833.5579 | 3062.7802 | 3288.6994 | 3475.919

## T15
Table 15 – Inflation Indices
2009/10 | 2017/18 | 2018/19 | 2019/20 | 2020/21 | 2021/22
1 | 1.271 | 1.309 | 1.343 | 1.384 | 1.426

## T16
Table 16 – Demand Forecasts
| 2017/18 | 2018/19 | 2019/20 | 2020/21 | 2021/22
Average System Demand at Triad (GW) | 47.6844 | 46.43 | 45.43 | 45.15 | 44.97
Average HH Metered Demand at Triad (GW) | 13.2271 | 14.25 | 15.31 | 16.52 | 17.73
NHH Annual Energy between 4pm and 7pm (TWh) | 25.3132 | 23.7 | 22.25 | 20.87 | 19.58
`

## T17
Table 17 – Expansion Constants
£/MWkm | 17/18 | 18/19 | 19/20 | 20/21 | 21/22
Expansion Constant | 13.5745 | 13.9887 | 14.4084 | 14.8406 | 15.2859

## T18
Table 18 – Interconnector Adjustments
Interconnector | Zone | Adjustment (MW)
Aquind Interconnector | 26 | 2000 from 2021/22
Auchencrosh (interconnector CCT) | 10 | 80
Belgium Interconnector (Nemo) | 24 | 1000 from 2018/19
Britned | 24 | 1200
East West Interconnector | 16 | 505
ElecLink | 24 | 1000
FAB Link Interconnector | 26 | 1400 from 2020/21
IFA Interconnector | 24 | 2000
IFA2 Interconnector | 26 | 1100 from 2019/20
Norway Interconnector | 2 | 1400 from 2021/22
NS Link | 13 | 1400 from 2020/21

## T19
Table 19 - Wider tariffs for a Conventional 80% load factor generator | [6 empty] | Figure 1 – Wider tariffs for a conventional 80% generator
Wider Tariffs for a Conventional 80% Generator |  | 2017/18 | 2018/19 | 2019/20 | 2020/21 | 2021/22
Zone | Zone Name | (£/kW) | (£/kW) | (£/kW) | (£/kW) | (£/kW)
1 | North Scotland | 24.6061 | 29.1479 | 27.8412 | 26.5959 | 30.4114
2 | East Aberdeenshire | 20.3118 | 24.362 | 23.6192 | 22.2177 | 24.0796
3 | Western Highlands | 22.4849 | 27.6052 | 27.3088 | 25.2381 | 28.1018
4 | Skye and Lochalsh | 16.4122 | 33.1741 | 33.0398 | 31.1485 | 36.1099
5 | Eastern Grampian and Tayside | 21.6897 | 26.7689 | 26.2554 | 24.2518 | 25.7558
6 | Central Grampian | 25.7856 | 26.9322 | 26.5268 | 24.7534 | 26.2761
7 | Argyll | 31.6702 | 33.41 | 33.1647 | 31.8222 | 32.9539
8 | The Trossachs | 21.5374 | 23.3287 | 22.7497 | 20.835 | 21.9109
9 | Stirlingshire and Fife | 14.2967 | 16.8112 | 15.8603 | 13.5316 | 14.2622
10 | South West Scotland | 19.0688 | 19.8275 | 19.16 | 16.9786 | 16.621
11 | Lothian and Borders | 15.0762 | 14.928 | 14.0199 | 13.3665 | 12.8632
12 | Solway and Cheviot | 9.1815 | 10.1233 | 8.7607 | 7.2161 | 6.5779
13 | North East England | 7.123 | 6.6311 | 5.2198 | 6.2676 | 5.5823
14 | North Lancashire and The Lakes | 3.9924 | 3.1035 | 1.6739 | -0.060528 | -1.0291
15 | South Lancashire, Yorkshire and Humber | 2.7629 | 1.6809 | 0.26158 | -0.9638 | -1.9286
16 | North Midlands and North Wales | 1.1308 | -0.57129 | -2.4542 | -3.1981 | -4.4679
17 | South Lincolnshire and North Norfolk | 0.071702 | -1.6511 | -3.014 | -4.0651 | -5.3789
18 | Mid Wales and The Midlands | -0.78318 | -2.1997 | -3.5788 | -4.4422 | -5.8433
19 | Anglesey and Snowdon | 1.1983 | 0.37274 | -0.98938 | -2.1417 | -3.762
20 | Pembrokeshire | 4.0875 | 2.8009 | 1.4091 | -0.02606 | -4.0004
21 | South Wales & Gloucester | 1.1438 | -0.22977 | -1.7499 | -3.3007 | -8.4477
22 | Cotswold | -3.1113 | -4.7 | -6.3987 | -8.1088 | -10.0962
23 | Central London | -9.958 | -13.4727 | -14.9764 | -16.3876 | -18.1293
24 | Essex and Kent | -3.87 | -5.1378 | -6.4271 | -7.7551 | -9.2433
25 | Oxfordshire, Surrey and Sussex | -5.1423 | -6.5895 | -7.8049 | -9.4411 | -11.0509
26 | Somerset and Wessex | -6.2345 | -7.1465 | -7.8198 | -8.1068 | -10.3772
27 | West Devon and Cornwall | -5.8996 | -6.9878 | -9.6569 | -9.1539 | -11.7774

## T20
Table 20 - Wider tariffs for an Intermittent 40% load factor generator | [6 empty] | Figure 2 - Wider tariffs for an intermittent 40% load factor generator
Wider Tariffs for an Intermittent 40% Generator |  | 2017/18 | 2018/19 | 2019/20 | 2020/21 | 2021/22
Zone | Zone Name | (£/kW) | (£/kW) | (£/kW) | (£/kW) | (£/kW)
1 | North Scotland | 19.8321 | 22.1438 | 20.8656 | 19.7591 | 23.0229
2 | East Aberdeenshire | 17.2868 | 19.2155 | 18.1362 | 17.1249 | 19.6018
3 | Western Highlands | 18.8579 | 21.4735 | 20.4375 | 18.8519 | 21.2931
4 | Skye and Lochalsh | 18.601 | 27.0348 | 26.1668 | 24.7676 | 29.3236
5 | Eastern Grampian and Tayside | 17.835 | 19.5251 | 18.3852 | 16.9955 | 18.6431
6 | Central Grampian | 19.3112 | 19.5387 | 18.3949 | 17.3347 | 19.0599
7 | Argyll | 26.9019 | 27.2811 | 26.1561 | 25.4771 | 26.2834
8 | The Trossachs | 16.5415 | 16.9046 | 15.5604 | 14.3016 | 15.5119
9 | Stirlingshire and Fife | 12.8651 | 13.1179 | 11.6189 | 9.903 | 10.2397
10 | South West Scotland | 14.8339 | 14.6241 | 13.065 | 11.7448 | 11.9583
11 | Lothian and Borders | 9.7179 | 9.0872 | 7.8212 | 6.4474 | 6.7043
12 | Solway and Cheviot | 7.2148 | 6.84 | 5.2638 | 3.52 | 3.1931
13 | North East England | 3.1619 | 2.2117 | 0.42409 | 0.60126 | -0.068395
14 | North Lancashire and The Lakes | 1.973 | 0.87908 | -1.0208 | -3.265 | -3.9529
15 | South Lancashire, Yorkshire and Humber | -1.4622 | -2.7947 | -4.4009 | -5.489 | -6.8959
16 | North Midlands and North Wales | -2.2343 | -3.473 | -5.1709 | -6.328 | -7.7398
17 | South Lincolnshire and North Norfolk | -1.988 | -3.1575 | -4.5243 | -5.9266 | -7.7578
18 | Mid Wales and The Midlands | -1.9333 | -3.0748 | -4.478 | -6.0019 | -7.4531
19 | Anglesey and Snowdon | -2.5355 | -3.7549 | -5.6634 | -6.6803 | -7.8076
20 | Pembrokeshire | -3.4077 | -4.7511 | -6.2411 | -7.5252 | -9.9315
21 | South Wales & Gloucester | -3.4316 | -4.7703 | -6.2232 | -7.527 | -10.1618
22 | Cotswold | -7.084 | -8.7933 | -10.4016 | -11.8534 | -13.893
23 | Central London | -6.5145 | -8.6049 | -10.2009 | -11.7901 | -13.5919
24 | Essex and Kent | -1.0278 | -2.1133 | -3.4122 | -4.6441 | -6.5598
25 | Oxfordshire, Surrey and Sussex | -2.9213 | -4.1413 | -5.4752 | -6.8348 | -8.6915
26 | Somerset and Wessex | -3.4225 | -4.5918 | -5.389 | -6.6087 | -8.5784
27 | West Devon and Cornwall | -3.9746 | -5.1967 | -6.7077 | -7.5951 | -9.5604

## T21
Table 21 - Changes in Half-Hour Metered Tariffs
Zone | Zone Name | Difference 17/18 to 18/19 (£/kW) | Difference 18/19 to 19/20 (£/kW) | Difference 19/20 to 20/21 (£/kW) | Difference 20/21 to 21/22 (£/kW)
1 | Northern Scotland | 17.6204 | 6.7599 | 5.8745 | 4.9431
2 | Southern Scotland | 1.5864 | 5.1295 | 6.3068 | 3.5006
3 | Northern | 3.8358 | 5.6395 | 4.9149 | 4.9861
4 | North West | 4.7162 | 5.8808 | 5.7946 | 5.298
5 | Yorkshire | 4.8778 | 5.8551 | 5.4743 | 5.2533
6 | N Wales & Mersey | 4.5014 | 5.8831 | 6.0615 | 5.8473
7 | East Midlands | 5.2893 | 6.025 | 5.7694 | 5.5299
8 | Midlands | 5.0344 | 5.9944 | 5.9484 | 5.9732
9 | Eastern | 5.3306 | 5.7151 | 5.829 | 5.8338
10 | South Wales | 5.0578 | 5.7524 | 6.2134 | 9.3926
11 | South East | 4.7674 | 5.8464 | 5.9872 | 6.0716
12 | London | 5.1866 | 5.862 | 6.0716 | 6.0175
13 | Southern | 5.0376 | 5.4103 | 6.1444 | 6.3812
14 | South Western | 4.9314 | 6.6195 | 3.9377 | 7.3336

## T22
Table 22 - Changes in Non-Half-hour Metered Tariffs
Zone | Zone Name | Difference 17/18 to 18/19 | Difference 18/19 to 19/20 | Difference 19/20 to 20/21 | Difference 20/21 to 21/22
|  | (p/kWh) | (p/kWh) | (p/kWh) | (p/kWh)
1 | Northern Scotland | 4.5664 | 2.7068 | 2.9948 | 3.0318
2 | Southern Scotland | 0.27022 | 0.79284 | 1.0846 | 0.71797
3 | Northern | 0.7219 | 1.0675 | 1.1308 | 1.2131
4 | North West | 0.55832 | 0.68192 | 0.78691 | 0.74249
5 | Yorkshire | 0.5843 | 0.68552 | 0.74884 | 0.73351
6 | N Wales & Mersey | 0.69591 | 0.91721 | 1.1095 | 1.1341
7 | East Midlands | 0.58405 | 0.63408 | 0.70737 | 0.67965
8 | Midlands | 0.53626 | 0.611 | 0.70979 | 0.71199
9 | Eastern | 0.79431 | 0.86539 | 1.0454 | 1.09
10 | South Wales | 0.54272 | 0.5842 | 0.74064 | 1.133
11 | South East | 0.72625 | 0.90056 | 1.0957 | 1.1594
12 | London | 0.0083907 | -0.12929 | -0.13885 | -0.25477
13 | Southern | 0.57541 | 0.59027 | 0.81041 | 0.85123
14 | South Western | 0.77559 | 1.049 | 0.833 | 1.3968

## T23
Table 23 - Calculation of Residuals
| 2017/18 | 2018/19 | 2019/20 | 2020/21 | 2021/22
RG (£/kW) | -1.8533 | -3.2036 | -4.5359 | -5.9485 | -7.6062
RD (£/kW) | 47.3019 | 52.2427 | 58.2352 | 64.6042 | 69.5918
G | 0.1483 | 0.15065 | 0.13443 | 0.11944 | 0.10653
D | 0.8517 | 0.84935 | 0.86557 | 0.88056 | 0.89347
R (£m) | 2631.4837 | 2833.4609 | 3062.571 | 3288.6994 | 3475.919
ZG (£m) | 274.9673 | 313.2079 | 317.6734 | 343.2245 | 444.9877
ZD (£m) | -14.3318 | -19.0197 | 5.2483 | -20.9807 | -23.8986
O (£m) | 208.4682 | 293.901 | 365.8195 | 444.9533 | 480.3531
LC (£m) | 14.606 | 16.8775 | 15.9786 | 21.237 | 17.0707
LS (£m) | 17.5005 | 16.9778 | 15.88 | 18.9668 | 19.9681
BG (£m) | 67.6 | 66.8347 | 66.9446 | 73.225 | 77.8455
BD (£m) | 47.6844 | 46.43 | 45.43 | 45.15 | 44.97

## T24
Table 24 - 2018/19 Generation Scenarios - Wider Generation Peak 80% Tariffs
Wider Tariffs for a Conventional 80% Generator |  | Base Case | All TEC | Sustained Coal | Accelerated Wind
Zone | Zone Name | (£/kW) | (£/kW) | (£/kW) | (£/kW)
1 | North Scotland | 29.1479 | 29.9314 | 28.2674 | 29.141
2 | East Aberdeenshire | 24.362 | 25.1086 | 23.5008 | 24.3564
3 | Western Highlands | 27.6052 | 28.2818 | 26.7494 | 27.5988
4 | Skye and Lochalsh | 33.1741 | 33.8732 | 32.3213 | 33.1679
5 | Eastern Grampian and Tayside | 26.7689 | 27.4941 | 25.9429 | 26.763
6 | Central Grampian | 26.9322 | 27.6815 | 26.1895 | 26.9254
7 | Argyll | 33.41 | 34.2289 | 32.7994 | 33.4032
8 | The Trossachs | 23.3287 | 24.0245 | 22.5843 | 23.3203
9 | Stirlingshire and Fife | 16.8112 | 17.3163 | 15.799 | 16.8034
10 | South West Scotland | 19.8275 | 20.6164 | 19.3647 | 19.8195
11 | Lothian and Borders | 14.928 | 15.5176 | 14.8763 | 14.9256
12 | Solway and Cheviot | 10.1233 | 10.7915 | 9.7836 | 10.123
13 | North East England | 6.6311 | 6.6523 | 6.9364 | 6.6334
14 | North Lancashire and The Lakes | 3.1035 | 4.0214 | 3.0072 | 3.109
15 | South Lancashire, Yorkshire and Humber | 1.6809 | 1.6812 | 1.8585 | 1.6874
16 | North Midlands and North Wales | -0.57129 | -0.3423 | -0.10384 | -0.56364
17 | South Lincolnshire and North Norfolk | -1.6511 | -1.6147 | -1.2903 | -1.6443
18 | Mid Wales and The Midlands | -2.1997 | -2.0893 | -1.8783 | -2.1791
19 | Anglesey and Snowdon | 0.37274 | 1.0391 | 0.22951 | 0.38279
20 | Pembrokeshire | 2.8009 | 1.3687 | 2.4522 | 2.8084
21 | South Wales & Gloucester | -0.22977 | -1.7164 | -0.70088 | -0.22238
22 | Cotswold | -4.7 | -6.2959 | -5.3081 | -4.6928
23 | Central London | -13.4727 | -13.5167 | -13.0933 | -13.4659
24 | Essex and Kent | -5.1378 | -5.4096 | -5.0018 | -5.1299
25 | Oxfordshire, Surrey and Sussex | -6.5895 | -6.7321 | -6.2383 | -6.5813
26 | Somerset and Wessex | -7.1465 | -9.0812 | -8.363 | -7.1401
27 | West Devon and Cornwall | -6.9878 | -10.3041 | -9.5388 | -6.9805

## T25
Table 25 - 2018/19 Generation Scenarios - Wider Generation Intermittent 40% Tariffs
Wider Tariffs for an Intermittent 40% Generator |  | Base Case | All TEC | Sustained Coal | Accelerated Wind
Zone | Zone Name | (£/kW) | (£/kW) | (£/kW) | (£/kW)
1 | North Scotland | 22.1438 | 22.7788 | 21.6745 | 22.1384
2 | East Aberdeenshire | 19.2155 | 19.8332 | 18.7585 | 19.2107
3 | Western Highlands | 21.4735 | 22.0302 | 21.0192 | 21.4685
4 | Skye and Lochalsh | 27.0348 | 27.6136 | 26.5831 | 27.0299
5 | Eastern Grampian and Tayside | 19.5251 | 20.103 | 19.0848 | 19.5204
6 | Central Grampian | 19.5387 | 20.117 | 19.1361 | 19.5332
7 | Argyll | 27.2811 | 27.9118 | 26.9822 | 27.276
8 | The Trossachs | 16.9046 | 17.423 | 16.4885 | 16.8978
9 | Stirlingshire and Fife | 13.1179 | 13.527 | 12.6031 | 13.1117
10 | South West Scotland | 14.6241 | 15.1726 | 14.315 | 14.6177
11 | Lothian and Borders | 9.0872 | 9.5859 | 8.9022 | 9.0863
12 | Solway and Cheviot | 6.84 | 7.1183 | 6.5617 | 6.8403
13 | North East England | 2.2117 | 2.1816 | 2.1295 | 2.2144
14 | North Lancashire and The Lakes | 0.87908 | 1.0915 | 0.6939 | 0.88487
15 | South Lancashire, Yorkshire and Humber | -2.7947 | -2.737 | -2.9004 | -2.7883
16 | North Midlands and North Wales | -3.473 | -3.5062 | -3.4573 | -3.466
17 | South Lincolnshire and North Norfolk | -3.1575 | -3.3609 | -3.1727 | -3.1509
18 | Mid Wales and The Midlands | -3.0748 | -3.1984 | -3.0297 | -3.0613
19 | Anglesey and Snowdon | -3.7549 | -3.5776 | -3.5538 | -3.7467
20 | Pembrokeshire | -4.7511 | -5.1211 | -4.7968 | -4.7442
21 | South Wales & Gloucester | -4.7703 | -5.1209 | -4.8474 | -4.7634
22 | Cotswold | -8.7933 | -9.3422 | -9.0196 | -8.7868
23 | Central London | -8.6049 | -8.6624 | -8.4792 | -8.5987
24 | Essex and Kent | -2.1133 | -2.3055 | -2.134 | -2.1061
25 | Oxfordshire, Surrey and Sussex | -4.1413 | -4.2638 | -4.0958 | -4.134
26 | Somerset and Wessex | -4.5918 | -5.0484 | -4.8611 | -4.5854
27 | West Devon and Cornwall | -5.1967 | -5.9482 | -5.7659 | -5.1898

## T26
Table 26 - 2018/19 Generation Scenarios - HH Demand Tariffs
|  | Base Case | All TEC | Sustained Coal | Accelerated Wind
Zone No. | Zone Name | HH Zonal Tariff (£/kW) | HH Zonal Tariff (£/kW) | HH Zonal Tariff (£/kW) | HH Zonal Tariff (£/kW)
1 | Northern Scotland | 47.1981 | 46.3139 | 48.1532 | 47.2083
2 | Southern Scotland | 32.0673 | 31.1987 | 32.8118 | 32.0799
3 | Northern | 43.0589 | 42.7412 | 42.9451 | 43.0623
4 | North West | 49.9618 | 49.0953 | 49.8428 | 49.9613
5 | Yorkshire | 49.8449 | 49.7025 | 49.5214 | 49.8445
6 | N Wales & Mersey | 51.2926 | 50.3537 | 51.2457 | 51.289
7 | East Midlands | 53.1784 | 52.8854 | 52.8509 | 53.1771
8 | Midlands | 54.4918 | 54.0515 | 54.4284 | 54.4897
9 | Eastern | 54.9477 | 54.9027 | 54.5021 | 54.9468
10 | South Wales | 50.6097 | 52.108 | 50.9881 | 50.6082
11 | South East | 57.305 | 57.7835 | 57.2796 | 57.3039
12 | London | 60.1563 | 60.1949 | 59.755 | 60.1552
13 | Southern | 58.4427 | 59.1475 | 58.5968 | 58.4415
14 | South Western | 56.8869 | 59.16 | 58.3003 | 56.8856

## T27
Table 27 - 2018/19 Generation Scenarios - NHH Demand Tariffs
|  | Base Case | All TEC | Sustained Coal | Accelerated Wind
Zone No. | Zone Name | NHH Zonal Tariff (£/kW) | NHH Zonal Tariff (£/kW) | NHH Zonal Tariff (£/kW) | NHH Zonal Tariff (£/kW)
1 | Northern Scotland | 10.782 | 10.5788 | 11.0016 | 10.7843
2 | Southern Scotland | 4.533 | 4.4101 | 4.6383 | 4.5347
3 | Northern | 6.6654 | 6.6161 | 6.6477 | 6.6659
4 | North West | 6.4365 | 6.3249 | 6.4212 | 6.4364
5 | Yorkshire | 6.5631 | 6.5443 | 6.5205 | 6.563
6 | N Wales & Mersey | 7.3032 | 7.1694 | 7.2965 | 7.3027
7 | East Midlands | 6.8328 | 6.7952 | 6.7908 | 6.8327
8 | Midlands | 6.9626 | 6.9064 | 6.9545 | 6.9623
9 | Eastern | 7.8894 | 7.883 | 7.8254 | 7.8893
10 | South Wales | 6.3181 | 6.5049 | 6.3653 | 6.3179
11 | South East | 8.2015 | 8.27 | 8.1978 | 8.2013
12 | London | 5.4958 | 5.4992 | 5.4593 | 5.4957
13 | Southern | 7.6233 | 7.7152 | 7.6434 | 7.6232
14 | South Western | 8.2404 | 8.5699 | 8.4453 | 8.2402

## T28
Table 28 - 2019/20 Generation Scenarios - Wider Generation Peak 80% Tariffs
Wider Tariffs for a Conventional 80% Generator |  | Base Case | All TEC | Sustained Coal | Accelerated Wind
Zone | Zone Name | (£/kW) | (£/kW) | (£/kW) | (£/kW)
1 | North Scotland | 28.5433 | 28.1097 | 27.7248 | 27.9005
2 | East Aberdeenshire | 24.2092 | 23.1859 | 23.5574 | 23.683
3 | Western Highlands | 28.0067 | 26.918 | 27.22 | 27.3706
4 | Skye and Lochalsh | 33.7351 | 32.6782 | 32.9545 | 33.102
5 | Eastern Grampian and Tayside | 26.9051 | 25.7181 | 26.1328 | 26.3189
6 | Central Grampian | 27.173 | 25.6498 | 26.3428 | 26.5895
7 | Argyll | 33.7991 | 32.2603 | 33.1183 | 33.2309
8 | The Trossachs | 23.4141 | 21.8281 | 22.5392 | 22.807
9 | Stirlingshire and Fife | 16.5169 | 14.9861 | 15.6302 | 15.9116
10 | South West Scotland | 19.8322 | 18.0788 | 18.589 | 19.223
11 | Lothian and Borders | 14.609 | 13.8495 | 13.9623 | 14.0837
12 | Solway and Cheviot | 9.3326 | 8.9672 | 8.7627 | 8.8262
13 | North East England | 5.7667 | 5.46 | 5.5735 | 5.2863
14 | North Lancashire and The Lakes | 2.1965 | 2.2902 | 1.7703 | 1.7425
15 | South Lancashire, Yorkshire and Humber | 0.78467 | 0.87332 | 0.52846 | 0.3322
16 | North Midlands and North Wales | -2.0014 | -1.1342 | -1.4668 | -2.3278
17 | South Lincolnshire and North Norfolk | -2.6502 | -2.2821 | -2.6038 | -2.9452
18 | Mid Wales and The Midlands | -3.1763 | -2.2722 | -3.1042 | -3.478
19 | Anglesey and Snowdon | -0.38734 | -0.1914 | -1.1165 | -0.90941
20 | Pembrokeshire | -1.3001 | -0.7625 | 0.77369 | 1.4884
21 | South Wales & Gloucester | -5.4438 | -3.5758 | -2.5182 | -1.6706
22 | Cotswold | -7.0664 | -7.9653 | -7.3107 | -6.3207
23 | Central London | -14.8738 | -14.1037 | -14.5975 | -14.8986
24 | Essex and Kent | -6.3882 | -5.5814 | -6.1251 | -6.3459
25 | Oxfordshire, Surrey and Sussex | -8.238 | -7.3244 | -7.728 | -7.7211
26 | Somerset and Wessex | -8.83 | -8.524 | -8.3581 | -7.743
27 | West Devon and Cornwall | -10.8824 | -12.7254 | -11.9351 | -9.5777

## T29
Table 29 - 2019/20 Generation Scenarios - Wider Generation Intermittent 40% Tariffs
Wider Tariffs for an Intermittent 40% Generator |  | Base Case | All TEC | Sustained Coal | Accelerated Wind
Zone | Zone Name | (£/kW) | (£/kW) | (£/kW) | (£/kW)
1 | North Scotland | 20.778 | 22.9298 | 21.1463 | 20.9298
2 | East Aberdeenshire | 18.027 | 20.2907 | 18.4353 | 18.2026
3 | Western Highlands | 20.3562 | 21.9776 | 20.746 | 20.5034
4 | Skye and Lochalsh | 26.0839 | 27.7376 | 26.4794 | 26.2331
5 | Eastern Grampian and Tayside | 18.2863 | 19.8788 | 18.7241 | 18.4524
6 | Central Grampian | 18.2868 | 19.9369 | 18.8566 | 18.4611
7 | Argyll | 26.0269 | 27.7564 | 26.7328 | 26.2262
8 | The Trossachs | 15.4653 | 16.9073 | 15.951 | 15.6219
9 | Stirlingshire and Fife | 11.5382 | 12.4386 | 11.7392 | 11.677
10 | South West Scotland | 12.9536 | 14.4687 | 13.4559 | 13.1293
11 | Lothian and Borders | 7.7215 | 8.6608 | 7.7241 | 7.8923
12 | Solway and Cheviot | 5.1297 | 6.0406 | 5.279 | 5.3323
13 | North East England | 0.39161 | 1.0877 | 0.50256 | 0.5054
14 | North Lancashire and The Lakes | -1.3637 | -0.24805 | -0.76884 | -0.95865
15 | South Lancashire, Yorkshire and Humber | -4.4355 | -3.8723 | -4.4319 | -4.3151
16 | North Midlands and North Wales | -5.3143 | -4.5101 | -4.9933 | -5.0713
17 | South Lincolnshire and North Norfolk | -4.4719 | -4.3166 | -4.6387 | -4.4371
18 | Mid Wales and The Midlands | -4.4413 | -3.6367 | -4.4523 | -4.3927
19 | Anglesey and Snowdon | -5.9875 | -4.4192 | -5.1015 | -5.5891
20 | Pembrokeshire | -6.5758 | -6.4228 | -6.2565 | -6.1693
21 | South Wales & Gloucester | -6.6719 | -6.3426 | -6.282 | -6.1514
22 | Cotswold | -10.2369 | -10.8485 | -10.6105 | -10.3336
23 | Central London | -10.0811 | -9.9605 | -10.1707 | -10.1324
24 | Essex and Kent | -3.3575 | -3.1986 | -3.4302 | -3.3379
25 | Oxfordshire, Surrey and Sussex | -5.4493 | -5.1901 | -5.4586 | -5.4015
26 | Somerset and Wessex | -5.4288 | -5.3747 | -5.4791 | -5.3183
27 | West Devon and Cornwall | -6.7847 | -7.1977 | -7.1732 | -6.6358

## T30
Table 30 - 2019/20 Generation Scenarios - HH Demand Tariffs
|  | Base Case | All TEC | Sustained Coal | Accelerated Wind
Zone No. | Zone Name | HH Zonal Tariff (£/kW) | HH Zonal Tariff (£/kW) | HH Zonal Tariff (£/kW) | HH Zonal Tariff (£/kW)
1 | Northern Scotland | 54.7407 | 55.5236 | 54.8193 | 54.7453
2 | Southern Scotland | 37.9796 | 38.7394 | 38.1388 | 37.988
3 | Northern | 49.4811 | 49.6351 | 49.4705 | 49.4841
4 | North West | 56.6254 | 56.131 | 56.465 | 56.6261
5 | Yorkshire | 56.4828 | 55.8979 | 56.1337 | 56.4835
6 | N Wales & Mersey | 57.9584 | 57.2466 | 57.8833 | 57.9573
7 | East Midlands | 59.9861 | 59.3659 | 59.5947 | 59.9863
8 | Midlands | 61.269 | 60.9828 | 61.2824 | 61.2687
9 | Eastern | 61.4455 | 60.7753 | 61.1098 | 61.4459
10 | South Wales | 57.1448 | 59.9697 | 57.9838 | 57.1449
11 | South East | 63.9341 | 63.71 | 63.8839 | 63.9345
12 | London | 66.8009 | 66.3349 | 66.5508 | 66.8013
13 | Southern | 64.6357 | 64.951 | 64.9237 | 64.6359
14 | South Western | 64.2892 | 67.0908 | 65.7441 | 64.2894

## T31
Table 31 - 2019/20 Generation Scenarios - NHH Demand Tariffs
|  | Base Case | All TEC | Sustained Coal | Accelerated Wind
Zone No. | Zone Name | NHH Zonal Tariff (£/kW) | NHH Zonal Tariff (£/kW) | NHH Zonal Tariff (£/kW) | NHH Zonal Tariff (£/kW)
1 | Northern Scotland | 13.5947 | 13.7899 | 13.6143 | 13.5957
2 | Southern Scotland | 5.4318 | 5.5405 | 5.4546 | 5.433
3 | Northern | 7.8388 | 7.8631 | 7.8371 | 7.8392
4 | North West | 7.2244 | 7.1614 | 7.2039 | 7.2245
5 | Yorkshire | 7.3546 | 7.2785 | 7.3091 | 7.3547
6 | N Wales & Mersey | 8.3263 | 8.224 | 8.3155 | 8.3262
7 | East Midlands | 7.5729 | 7.4947 | 7.5235 | 7.5729
8 | Midlands | 7.6795 | 7.6438 | 7.6812 | 7.6795
9 | Eastern | 8.8608 | 8.764 | 8.8123 | 8.8608
10 | South Wales | 7.0083 | 7.3543 | 7.111 | 7.0083
11 | South East | 9.208 | 9.1756 | 9.2007 | 9.208
12 | London | 5.4724 | 5.4348 | 5.4522 | 5.4725
13 | Southern | 8.3196 | 8.3601 | 8.3566 | 8.3196
14 | South Western | 9.3953 | 9.8051 | 9.6081 | 9.3953

## T32
Table 32 - 2020/21 Generation Scenarios - Wider Generation Peak 80% Tariffs
Wider Tariffs for a Conventional 80% Generator |  | Base Case | All TEC | Sustained Coal | Accelerated Wind
Zone | Zone Name | (£/kW) | (£/kW) | (£/kW) | (£/kW)
1 | North Scotland | 26.5959 | 30.5526 | 26.4947 | 26.6685
2 | East Aberdeenshire | 22.2177 | 25.9887 | 22.5354 | 22.2982
3 | Western Highlands | 25.2381 | 27.2969 | 25.5752 | 25.313
4 | Skye and Lochalsh | 31.1485 | 33.262 | 31.4933 | 31.2241
5 | Eastern Grampian and Tayside | 24.2518 | 26.2813 | 24.7771 | 24.3287
6 | Central Grampian | 24.7534 | 26.7895 | 25.1829 | 24.8305
7 | Argyll | 31.8222 | 36.5054 | 32.1917 | 31.9086
8 | The Trossachs | 20.835 | 22.7217 | 21.209 | 20.9014
9 | Stirlingshire and Fife | 13.5316 | 15.1181 | 13.8123 | 13.5727
10 | South West Scotland | 16.9786 | 18.1613 | 17.3408 | 17.0522
11 | Lothian and Borders | 13.3665 | 14.2599 | 13.873 | 13.4467
12 | Solway and Cheviot | 7.2161 | 8.7824 | 7.6967 | 7.2998
13 | North East England | 6.2676 | 6.7085 | 6.8397 | 6.3554
14 | North Lancashire and The Lakes | -0.060528 | 1.2094 | 0.42268 | 0.029827
15 | South Lancashire, Yorkshire and Humber | -0.9638 | -0.43915 | -0.41025 | -0.86455
16 | North Midlands and North Wales | -3.1981 | -2.2065 | -2.0503 | -3.0373
17 | South Lincolnshire and North Norfolk | -4.0651 | -3.6013 | -3.6968 | -4.028
18 | Mid Wales and The Midlands | -4.4422 | -3.7336 | -4.05 | -4.2
19 | Anglesey and Snowdon | -2.1417 | -1.8759 | -2.0373 | -2.0525
20 | Pembrokeshire | -0.02606 | -2.9522 | -2.1896 | 0.060902
21 | South Wales & Gloucester | -3.3007 | -5.8617 | -4.7631 | -3.2134
22 | Cotswold | -8.1088 | -10.1231 | -9.5406 | -8.0059
23 | Central London | -16.3876 | -16.242 | -16.2685 | -16.2772
24 | Essex and Kent | -7.7551 | -7.5567 | -7.7643 | -7.63
25 | Oxfordshire, Surrey and Sussex | -9.4411 | -9.1818 | -9.3209 | -9.3495
26 | Somerset and Wessex | -8.1068 | -10.7222 | -8.9276 | -8.0173
27 | West Devon and Cornwall | -9.1539 | -12.7951 | -10.2269 | -9.0636

## T33
Table 33 - 2020/21 Generation Scenarios - Wider Generation Intermittent 40% Tariffs
Wider Tariffs for an Intermittent 40% Generator |  | Base Case | All TEC | Sustained Coal | Accelerated Wind
Zone | Zone Name | (£/kW) | (£/kW) | (£/kW) | (£/kW)
1 | North Scotland | 19.7591 | 21.6004 | 19.8892 | 19.7605
2 | East Aberdeenshire | 17.1249 | 18.7866 | 17.2233 | 17.1303
3 | Western Highlands | 18.8519 | 19.6548 | 19.1275 | 18.8551
4 | Skye and Lochalsh | 24.7676 | 25.6027 | 25.0443 | 24.7715
5 | Eastern Grampian and Tayside | 16.9955 | 17.8155 | 17.2066 | 17.0006
6 | Central Grampian | 17.3347 | 18.3933 | 17.5133 | 17.3406
7 | Argyll | 25.4771 | 29.3499 | 25.6622 | 25.4947
8 | The Trossachs | 14.3016 | 15.5842 | 14.4402 | 14.2988
9 | Stirlingshire and Fife | 9.903 | 10.3838 | 9.8812 | 9.8791
10 | South West Scotland | 11.7448 | 12.5643 | 11.8852 | 11.7493
11 | Lothian and Borders | 6.4474 | 7.0829 | 6.5182 | 6.4503
12 | Solway and Cheviot | 3.52 | 4.3582 | 3.5646 | 3.5228
13 | North East England | 0.60126 | 0.97489 | 0.68995 | 0.60669
14 | North Lancashire and The Lakes | -3.265 | -2.6145 | -3.1049 | -3.2649
15 | South Lancashire, Yorkshire and Humber | -5.489 | -5.214 | -5.5257 | -5.5471
16 | North Midlands and North Wales | -6.328 | -5.7995 | -6.1687 | -6.1891
17 | South Lincolnshire and North Norfolk | -5.9266 | -5.693 | -5.9436 | -5.642
18 | Mid Wales and The Midlands | -6.0019 | -5.1615 | -5.8596 | -5.6727
19 | Anglesey and Snowdon | -6.6803 | -4.811 | -6.0739 | -6.6594
20 | Pembrokeshire | -7.5252 | -7.9757 | -7.6744 | -7.4073
21 | South Wales & Gloucester | -7.527 | -7.9423 | -7.5047 | -7.4086
22 | Cotswold | -11.8534 | -12.4224 | -11.796 | -11.6889
23 | Central London | -11.7901 | -11.6133 | -11.6932 | -11.6286
24 | Essex and Kent | -4.6441 | -4.7221 | -4.6138 | -4.556
25 | Oxfordshire, Surrey and Sussex | -6.8348 | -6.6707 | -6.6282 | -6.7057
26 | Somerset and Wessex | -6.6087 | -7.051 | -6.4068 | -6.4929
27 | West Devon and Cornwall | -7.5951 | -8.1207 | -7.3592 | -7.4776

## T34
Table 34 - 2020/21 Generation Scenarios - HH Demand Tariffs
|  | Base Case | All TEC | Sustained Coal | Accelerated Wind
Zone No. | Zone Name | HH Zonal Tariff (£/kW) | HH Zonal Tariff (£/kW) | HH Zonal Tariff (£/kW) | HH Zonal Tariff (£/kW)
1 | Northern Scotland | 59.8324 | 56.784 | 60.569 | 60.3612
2 | Southern Scotland | 44.272 | 41.9732 | 43.6885 | 44.0397
3 | Northern | 54.3816 | 53.7782 | 53.6374 | 54.1444
4 | North West | 62.4056 | 61.6379 | 61.6961 | 62.1634
5 | Yorkshire | 61.9426 | 61.5357 | 61.129 | 61.7643
6 | N Wales & Mersey | 64.0055 | 62.9764 | 63.4319 | 63.7418
7 | East Midlands | 65.7411 | 65.374 | 64.9928 | 65.4223
8 | Midlands | 67.2029 | 66.7422 | 66.7099 | 66.904
9 | Eastern | 67.2601 | 67.3287 | 66.8295 | 66.9348
10 | South Wales | 63.3437 | 67.1546 | 65.2156 | 63.0292
11 | South East | 69.9069 | 70.59 | 69.8289 | 69.5849
12 | London | 72.8582 | 73.185 | 72.626 | 72.5347
13 | Southern | 70.7657 | 71.8222 | 70.8529 | 70.4463
14 | South Western | 68.2125 | 72.4257 | 69.193 | 67.8957

## T35
Table 35 - 2020/21 Generation Scenarios - NHH Demand Tariffs
|  | Base Case | All TEC | Sustained Coal | Accelerated Wind
Zone No. | Zone Name | NHH Zonal Tariff (£/kW) | NHH Zonal Tariff (£/kW) | NHH Zonal Tariff (£/kW) | NHH Zonal Tariff (£/kW)
1 | Northern Scotland | 16.4835 | 15.5259 | 16.5696 | 16.5124
2 | Southern Scotland | 6.5158 | 6.1762 | 6.429 | 6.4808
3 | Northern | 8.9691 | 8.867 | 8.8439 | 8.9277
4 | North West | 8.0107 | 7.913 | 7.9204 | 7.9804
5 | Yorkshire | 8.1028 | 8.0502 | 7.997 | 8.08
6 | N Wales & Mersey | 9.4353 | 9.2826 | 9.3499 | 9.3956
7 | East Midlands | 8.2797 | 8.2345 | 8.1864 | 8.2405
8 | Midlands | 8.3888 | 8.3324 | 8.3282 | 8.3524
9 | Eastern | 9.9057 | 9.9149 | 9.8414 | 9.8569
10 | South Wales | 7.7483 | 8.215 | 7.9781 | 7.7111
11 | South East | 10.3031 | 10.403 | 10.2908 | 10.2548
12 | London | 5.333 | 5.3621 | 5.3211 | 5.3145
13 | Southern | 9.1294 | 9.2663 | 9.1413 | 9.0889
14 | South Western | 10.2278 | 10.859 | 10.3739 | 10.1792

## T36
Table 36 - 2021/22 Generation Scenarios - Wider Generation Peak 80% Tariffs
Wider Tariffs for a Conventional 80% Generator |  | Base Case | All TEC | Sustained Coal | Accelerated Wind
Zone | Zone Name | (£/kW) | (£/kW) | (£/kW) | (£/kW)
1 | North Scotland | 29.4221 | 30.6521 | 30.7898 | 29.7886
2 | East Aberdeenshire | 24.4202 | 26.3231 | 24.3744 | 24.3962
3 | Western Highlands | 26.9516 | 27.2442 | 28.2066 | 27.0298
4 | Skye and Lochalsh | 34.9685 | 35.3348 | 36.2204 | 35.0436
5 | Eastern Grampian and Tayside | 25.1374 | 25.5154 | 26.1316 | 25.4158
6 | Central Grampian | 25.9739 | 25.9322 | 26.989 | 25.064
7 | Argyll | 32.682 | 36.2962 | 33.9052 | 32.0864
8 | The Trossachs | 21.6456 | 21.4408 | 22.5937 | 20.5526
9 | Stirlingshire and Fife | 14.108 | 20.3601 | 14.7978 | 19.4326
10 | South West Scotland | 16.41 | 17.4056 | 17.4161 | 16.0254
11 | Lothian and Borders | 12.551 | 11.7348 | 13.6064 | 12.388
12 | Solway and Cheviot | 6.2848 | 7.8775 | 7.3549 | 6.2062
13 | North East England | 5.2309 | 4.4719 | 6.1941 | 4.6815
14 | North Lancashire and The Lakes | -1.37 | 0.28984 | -0.1777 | -1.4054
15 | South Lancashire, Yorkshire and Humber | -2.2852 | -2.312 | -1.7155 | -2.0374
16 | North Midlands and North Wales | -4.8331 | -3.6328 | -3.4481 | -4.596
17 | South Lincolnshire and North Norfolk | -5.743 | -4.5407 | -5.2859 | -5.4675
18 | Mid Wales and The Midlands | -6.2371 | -2.5208 | -5.3976 | -5.65
19 | Anglesey and Snowdon | -4.1463 | -3.1377 | -3.1517 | -3.9571
20 | Pembrokeshire | -4.3668 | -7.5565 | -3.3981 | -2.6079
21 | South Wales & Gloucester | -8.6231 | -10.6608 | -6.3105 | -5.3357
22 | Cotswold | -10.4603 | -13.2552 | -10.7777 | -10.4162
23 | Central London | -18.4915 | -12.6761 | -18.0482 | -17.9801
24 | Essex and Kent | -9.615 | -6.0248 | -9.3526 | -9.0447
25 | Oxfordshire, Surrey and Sussex | -11.4298 | -8.4165 | -10.8987 | -10.6382
26 | Somerset and Wessex | -10.7404 | -10.543 | -12.0626 | -9.987
27 | West Devon and Cornwall | -12.143 | -14.4716 | -14.1083 | -11.1931

## T37
Table 37 - 2021/22 Generation Scenarios - Wider Generation Intermittent 40% Tariffs
Wider Tariffs for an Intermittent 40% Generator |  | Base Case | All TEC | Sustained Coal | Accelerated Wind
Zone | Zone Name | (£/kW) | (£/kW) | (£/kW) | (£/kW)
1 | North Scotland | 21.9633 | 23.7 | 22.6382 | 22.5726
2 | East Aberdeenshire | 19.5781 | 21.1879 | 19.7654 | 20.1973
3 | Western Highlands | 20.1012 | 20.8215 | 20.7311 | 20.4062
4 | Skye and Lochalsh | 28.1417 | 28.9006 | 28.7735 | 28.4466
5 | Eastern Grampian and Tayside | 17.9447 | 18.0873 | 18.5604 | 17.3244
6 | Central Grampian | 18.6411 | 18.9505 | 19.2522 | 17.8599
7 | Argyll | 25.8885 | 29.3227 | 25.8361 | 25.1166
8 | The Trossachs | 15.1257 | 15.9098 | 15.6626 | 14.8817
9 | Stirlingshire and Fife | 9.9581 | 15.1341 | 10.2135 | 14.8084
10 | South West Scotland | 11.6071 | 12.6592 | 12.1117 | 11.7542
11 | Lothian and Borders | 6.3353 | 6.6283 | 6.838 | 6.6903
12 | Solway and Cheviot | 2.8446 | 4.154 | 3.3199 | 3.1188
13 | North East England | -0.43348 | -0.19324 | 0.082395 | -0.29019
14 | North Lancashire and The Lakes | -4.2991 | -2.8948 | -3.8509 | -4.013
15 | South Lancashire, Yorkshire and Humber | -7.2486 | -6.444 | -6.7667 | -6.7659
16 | North Midlands and North Wales | -8.0914 | -6.868 | -7.5088 | -7.6688
17 | South Lincolnshire and North Norfolk | -8.1118 | -6.7236 | -7.298 | -7.546
18 | Mid Wales and The Midlands | -7.8203 | -5.1925 | -7.0503 | -7.2602
19 | Anglesey and Snowdon | -8.1584 | -5.7426 | -7.3325 | -7.8459
20 | Pembrokeshire | -10.2842 | -9.6917 | -9.3347 | -9.6509
21 | South Wales & Gloucester | -10.4043 | -9.6639 | -9.233 | -9.5433
22 | Cotswold | -14.2395 | -15.1286 | -13.5345 | -14.3204
23 | Central London | -13.939 | -11.4419 | -13.1787 | -13.5641
24 | Essex and Kent | -6.9166 | -4.9878 | -6.2073 | -6.4278
25 | Oxfordshire, Surrey and Sussex | -9.0513 | -6.8175 | -8.2499 | -8.5472
26 | Somerset and Wessex | -8.9301 | -7.6343 | -8.4891 | -8.5632
27 | West Devon and Cornwall | -9.9131 | -9.2899 | -9.586 | -9.6139

## T38
Table 38 - 2021/22 Generation Scenarios - HH Demand Tariffs
|  | Base Case | All TEC | Sustained Coal | Accelerated Wind
Zone No. | Zone Name | HH Zonal Tariff (£/kW) | HH Zonal Tariff (£/kW) | HH Zonal Tariff (£/kW) | HH Zonal Tariff (£/kW)
1 | Northern Scotland | 63.88 | 61.8828 | 63.2942 | 63.8851
2 | Southern Scotland | 46.1087 | 47.1591 | 47.0974 | 48.1376
3 | Northern | 57.7038 | 60.0585 | 58.8327 | 59.9836
4 | North West | 66.0397 | 67.2363 | 67.1262 | 67.9797
5 | Yorkshire | 65.5321 | 67.5821 | 66.7748 | 67.3269
6 | N Wales & Mersey | 68.1889 | 68.6522 | 68.6094 | 69.9383
7 | East Midlands | 69.6071 | 71.0711 | 70.9605 | 71.3249
8 | Midlands | 71.5123 | 73.3725 | 72.6105 | 73.1114
9 | Eastern | 71.43 | 70.9574 | 73.0132 | 72.7486
10 | South Wales | 71.0725 | 76.4123 | 71.3088 | 70.1219
11 | South East | 74.3147 | 73.4326 | 76.1852 | 75.505
12 | London | 77.2118 | 75.4938 | 78.9441 | 78.4765
13 | Southern | 75.483 | 75.8305 | 77.3208 | 76.6113
14 | South Western | 73.8822 | 78.8093 | 77.3682 | 74.5222

## T39
Table 39 - 2021/22 Generation Scenarios - NHH Demand Tariffs
|  | Base Case | All TEC | Sustained Coal | Accelerated Wind
Zone No. | Zone Name | NHH Zonal Tariff (£/kW) | NHH Zonal Tariff (£/kW) | NHH Zonal Tariff (£/kW) | NHH Zonal Tariff (£/kW)
1 | Northern Scotland | 19.3907 | 18.6352 | 19.0638 | 19.2438
2 | Southern Scotland | 7.0038 | 7.1517 | 7.1424 | 7.3004
3 | Northern | 9.9522 | 10.328 | 10.1166 | 10.3152
4 | North West | 8.5232 | 8.6868 | 8.6726 | 8.7827
5 | Yorkshire | 8.6064 | 8.8827 | 8.7766 | 8.8491
6 | N Wales & Mersey | 10.3394 | 10.3983 | 10.3918 | 10.5934
7 | East Midlands | 8.7294 | 8.9254 | 8.9115 | 8.9572
8 | Midlands | 8.8708 | 9.1152 | 9.0207 | 9.0827
9 | Eastern | 10.7656 | 10.6839 | 10.9937 | 10.9539
10 | South Wales | 8.6514 | 9.3172 | 8.6959 | 8.5514
11 | South East | 11.2326 | 11.0883 | 11.5044 | 11.4016
12 | London | 4.8483 | 4.8097 | 5.0263 | 4.9966
13 | Southern | 9.7507 | 9.8046 | 9.9971 | 9.9054
14 | South Western | 11.3946 | 12.1408 | 11.9186 | 11.4797

## T40
Table 40 - National Grid Revenue Forecast
National Grid Revenue Forecast |  |  | 2017-02-01
Notes
Regulatory Year |  |  | 2014/15 | 2015/16 | 2016/17 | 2017/18 | 2018/19 | 2019/20 | 2020/21 | 2021/22
Actual RPI |  |  | 2014/15: 256.6667 | April to March average
RPI Actual |  | RPIAt | 2014/15: 1.19 | Office of National Statistics
Assumed Interest Rate |  | It | 0.005 | 0 | 0.95 | 0.002 | 0.0025 | 0.005 | 0.008 | 0.008 | Bank of England Base Rate
Opening Base Revenue Allowance (2009/10 prices) | A1 | PUt | 1443.829 | 1475.593 | 1571.387 | 1554.942 | 1587.627 | 1585.228 | 1571.584 | 1571.584 | From Licence; assumed similar in 2021/22
Price Control Financial Model Iteration Adjustment | A2 | MODt | -5.5 | -114.4 | -185.4 | -253.3 | -290 | -270 | -190 | -190 | Determined by Ofgem; NGET forecast
RPI True Up | A3 | TRUt | -0.52729 | 4.7019 | -19.9214 | -31.3972 | -6.0845 | -6.5767 | -6.4793 | -1.0578 | Licensee Actual/Forecast
Prior Calendar Year RPI Forecast |  | GRPIFc-1 | 3.1% | 2.5% | 1% | 1.8% | 3.5% | 3.1% | 3% | 3.1% | HM Treasury Forecast
Current Calendar Year RPI Forecast |  | GRPIFc | 3.1% | 2.4% | 2.1% | 3.5% | 3.1% | 3% | 3.1% | 3.1% | HM Treasury Forecast
Next Calendar Year RPI forecast |  | GRPIFc+1 | 3% | 3.2% | 3% | 3.1% | 3% | 3.1% | 3.1% | 3.1% | HM Treasury Forecast
RPI Forecast | A4 | RPIFt | 1.2051 | 1.2267 | 1.233 | 1.271 | 1.309 | 1.343 | 1.384 | 1.426 | Using HM Treasury Forecast
Base Revenue [A=(A1+A2+A3)*A4] | A | BRt | 1732.6948 | 1675.4788 | 1684.3588 | 1614.4811 | 1690.6291 | 1757.5187 | 1903.1449 | 1968.6304
Pass-Through Business Rates | B1 | RBt |  | 1.2353 | 1.5001 | 2.6894 | 4.3689 | 4.063 | 4.224 | 4.3785 | Licensee Actual/Forecast
Temporary Physical Disconnection | B2 | TPDt | 0.14395 | 0.012338 | 0.090478 | 0 | 0 | 0 | 0 | 0 | Licensee Actual/Forecast
Licence Fee | B3 | LFt |  | 2.0207 | 2.6934 | 3.1877 | 3.4536 | 3.4459 | 3.5512 | 3.6542 | Licensee Actual/Forecast
Inter TSO Compensation | B4 | ITCt |  | 3.8222 | 2.6745 | 0.49862 | 0.7497 | 0.71736 | 0.74307 | 0.76792 | Licensee Actual/Forecast
Termination of Bilateral Connection Agreements | B5 | TERMt | 0 | 0 | 0 | 0 | 0 | 0 | 0 | 0 | Does not affect TNUoS
SP Transmission Pass-Through | B6 | TSPt | 312.1791 | 295.6646 | 294.6234 | 320.9652 | 363.7611 | 421.8294 | 401.6271 | 436.8314 | 14/15 - 17/18 Charge setting. Later from TSP Calculation.
SHE Transmission Pass-Through | B7 | TSHt | 213.9595 | 338.2073 | 322.8363 | 301.3683 | 363.1456 | 375.2652 | 372.3069 | 412.3864 | 14/15 - 17/18 Charge setting. Later from TSH Calculation.
Offshore Transmission Pass-Through | B8 | TOFTOt | 218.3804 | 248.357 | 260.7893 | 270.2046 | 380.166 | 472.3398 | 574.0366 | 619.1959 | 14/15 - 17/18 Charge setting. Later from OFTO Calculation.
Embedded Offshore Pass-Through | B9 | OFETt | 0.43734 | 0.64942 | 0.6545 | 0.51507 | 0.53054 | 0.54642 | 0.5627 | 0.57777 | Licensee Actual/Forecast
Pass-Through Items [B=B1+B2+B3+B4+B5+B6+B7+B8+B9] | B | PTt | 745.1003 | 889.9689 | 885.862 | 899.4289 | 1116.1755 | 1278.2071 | 1357.0516 | 1477.7921
Reliability Incentive Adjustment | C1 | RIt |  | 2.3616 | 3.9206 | 4.0381 | 4.1509 | 4.1965 | 4.3116 | 4.4253 | Licensee Actual/Forecast
Stakeholder Satisfaction Adjustment | C2 | SSOt |  | 8.6931 | 10.1235 | 8.6047 | 8.5103 | 8.1503 | 8.5603 | 8.9478 | Licensee Actual/Forecast
Sulphur Hexafluoride (SF6) Gas Emissions Adjustment | C3 | SFIt |  | 2.8092 | 2.6617 | 2.6133 | 2.7266 | 2.8086 | 2.9391 | 3.0166 | Licensee Actual/Forecast
Awarded Environmental Discretionary Rewards | C4 | EDRt |  | 0 | 2.0216 | 0 | 0 | 0 | 0 | 0 | Only includes EDR awarded to licensee to date
Outputs Incentive Revenue [C=C1+C2+C3+C4] | C | OIPt | 0 | 13.8638 | 18.7274 | 15.2561 | 15.3879 | 15.1554 | 15.811 | 16.3897
Network Innovation Allowance | D | NIAt | 10.916 | 10.5555 | 10.6115 | 10.1712 | 10.651 | 11.0724 | 11.9898 | 12.4024 | Licensee Actual/Forecast
Network Innovation Competition | E | NICFt | 17.8492 | 18.7607 | 44.8549 | 32.0711 | 40.5 | 40.5 | 40.5 | 40.5 | Sum of NICF awards determined by Ofgem/Forecast by National Grid
Future Environmental Discretionary Rewards | F | EDRt |  |  | 0 | 0 | 2 | 2 | 2 | 2 | Sum of future EDR awards forecast by National Grid
Transmission Investment for Renewable Generation | G | TIRGt | 15.9973 | 15.699 | 0 | 0 | 0 | 0 | 0 | 0 | Licensee Actual/Forecast
Scottish Site Specific Adjustment | H | DISt | 1.9849 | 0.791 | 2.8649 | 6.0579 | 0 | 0 | 0 | 0 | Licensee Actual/Forecast
Scottish Terminations Adjustment | I | TSt | -0.28187 | 0.10155 | 0.072929 | -1.1216 | 0 | 0 | 0 | 0 | Licensee Actual/Forecast
Correction Factor | K | -Kt |  | 56.4238 | 103.978 | 97.0214 | 0 | 0 | 0 | 0 | Calculated by Licensee
Maximum Revenue [M= A+B+C+D+E+F+G+H+I+K] | M | TOt | 2524.2607 | 2681.6431 | 2751.3304 | 2673.3663 | 2875.3435 | 3104.4536 | 3330.4973 | 3517.7145
Termination Charges | B5 |  | 0 | 0 | 0 | 0 | 0 | 0 | 0 | 0
Pre-vesting connection charges | P |  | 46.9542 | 44.9552 | 42.677 | 41.8826 | 41.8826 | 41.8826 | 41.8826 | 41.8826 | Licensee Actual/Forecast
TNUoS Collected Revenue [T=M-B5-P] | T |  | 2477.3066 | 2636.6879 | 2708.6534 | 2631.4837 | 2833.4609 | 3062.571 | 3288.6147 | 3475.8319
Final Collected Revenue | U | TNRt | 2014/15: 2376.2289; 2015/16: 2592.6842 | Licensee Actual
Forecast percentage change to Maximum Revenue M |  |  |  | 6.235% | 2.599% | -2.834% | 7.555% | 7.968% | 7.281% | 5.621%
Forecast percentage change to TNUoS Collected Revenue T |  |  |  | 6.434% | 2.729% | -2.849% | 7.675% | 8.086% | 7.381% | 5.693%
Notes:
All monies are nominal 'money of the day' prices unless stated otherwise
Licensee forecasts and budgets are subject to change especially where they are influenced by external stakeholders
Greyed out cells are either calculated or not applicable in the year concerned due to the way the licence formula are constructed
NIC payments to all Transmission Owners are inlcuded in National Grid Maximum Revenue and are included here
2014/15 and 2015/16 pass through to other networks is based on forecast at time of tariff setting

## T41
Table 41 - Scottish Power Transmission Revenue Forecast
Scottish Power Transmission Revenue Forecast (adjusted for NGET RPI forecast) |  |  | 2017-02-09
Description |  | Licence Term | [5 empty] | Notes
Regulatory Year |  |  | 2017/18 | 2018/19 | 2019/20 | 2020/21 | 2021/22
Actual RPI
RPI Actual |  | RPIAt
Assumed Interest Rate |  | It | 0.2% | 0.3% | 0.6% | 1% | 1% | National Grid forecast
Opening Base Revenue Allowance (2009/10 prices) | A1 | PUt | 249.4387 | 253.0646 | 256.4452 | 254.2381 | 272.97
Price Control Financial Model Iteration Adjustment | A2 | MODt | -13.549 | 12.5 | 21.4499 | 5.3 | 5.8
RPI True Up | A3 | TRUt | -5.8095 | -0.86485 | 0 | 0 | 0
RPI Forecast | A4 | RPIFt | 1.271 | 1.309 | 1.343 | 1.384 | 1.426
Base Revenue [A=(A1+A2+A3)*A4] | A | BRt | 292.4319 | 346.492 | 373.2131 | 359.2007 | 397.526
Pass-Through Business Rates | B1 | RBt | -4.7015 | -3.6867 | 26.84 | 27.6389 | 28.3746
Temporary Physical Disconnection | B2 | TPDt | 0 | 0 | 0 | 0 | 0
Pass-Through Items [B=B1+B2] | B | PTt | -4.7015 | -3.6867 | 26.84 | 27.6389 | 28.3746
Reliability Incentive Adjustment | C1 | RIt | 2.9305 | 1.2079 | 1.2494 | 1.2924 | 0
Stakeholder Satisfaction Adjustment | C2 | SSOt | 0.92125 | 0.60395 | 0.62468 | 0.64622 | 0
Sulphur Hexafluoride (SF6) Gas Emissions Adjustment | C3 | SFIt | 0.19178 | 0 | 0 | 0 | 0
Awarded Environmental Discretionary Rewards | C4 | EDRt | 4.0401 | 0.69022 | 0.71392 | 0.73853 | 0
Financial Incentive for Timely Connections Output | C5 | -CONADJt | 0 | 0 | 0 | 0 | 0
Outputs Incentive Revenue [C=C1+C2+C3+C4+C5] | C | OIPt | 8.0837 | 2.5021 | 2.588 | 2.6772 | 0
Network Innovation Allowance | D | NIAt | 1.0575 | 0.99924 | 0.99481 | 0.99497 | 0
Transmission Investment for Renewable Generation | G | TIRGt | 33.0406 | 32.9105 | 32.6183 | 25.9404 | 25.7684
Correction Factor | K | -Kt | 3.8249 | -1.2667 | 0 | 0 | 0
Maximum Revenue (M= A+B+C+D+G+J+K] | M | TOt | 333.737 | 377.9503 | 436.2542 | 416.4521 | 451.669
Excluded Services | P | EXCt | 11.288 | 12.5904 | 13.3305 | 14.1285 | 14.1405 | Post BETTA Connection Charges
Site Specifc Charges | S | EXSt | 22.7 | 26.7795 | 27.7553 | 28.9536 | 28.9781 | Pre & Post BETTA Connection Charges
TNUoS Collected Revenue (T=M+P-S) | T | TSPt | 322.325 | 363.7611 | 421.8294 | 401.6271 | 436.8314 | General System Charge
Final Collected Revenue | U | TNRt | 322.325 | 363.7611 | 421.8294 | 401.6271 | 436.8314
Forecast percentage change to TNUoS Collected Revenue T |  |  | 9.844% | 12.86% | 15.96% | -4.789% | 8.765%
Notes:
All monies are nominal 'money of the day' prices unless stated otherwise
Licensee forecasts and budgets are subject to change especially where they are influenced by external stakeholders
Greyed out cells are either calculated or not applicable in the year concerned due to the way the licence formula are constructed
NIC payments are not included as they do not form part of SPT Maximum Revenue
Commentary
All reasonable care has been taken in the preparation of these illustrative tables and the data therein. SPT offers this data without prejudice and cannot be held responsible for any loss that might be attributed to the use of this data. SPT does not accept or assume responsibility for the use of this information by any person or any person to whom this information is shown or any person to whom this information otherwise becomes available.
The base revenue forecasts for the RIIO-ET1 period (2014/15 to 2020/21, inclusive) reflect the figures authorised by Ofgem in the the RIIO-ET1 Final Proposals.
Within the bounds of commercial confidentiality, this forecast provides as much information as possible.
This forecast contains as much information as can be currently made available. Generally, allowances determined by Ofgem are shown; and we also include forecasts for anticipated future Ofgem determinations in respect of the Iteration adjustment reflecting our latest view of totex, changes to allowed totex and cost of debt.
This respects commercial confidentiality and disclosure considerations.
Note that actual revenues may vary from those currently forecast.
All £ figures are in money of the day
Information provided in £m to one decimal place
Assumptions
It is assumed that there will be one set of price changes per year effective on 1st April.

## T42
Table 42 - SHE Transmission Revenue Forecast
SHE Transmission Revenue Forecast (adjusted for NGET RPI forecast) |  |  | 2017-02-13
Description |  | Licence Term | [5 empty] | Notes
Regulatory Year |  |  | 2017/18 | 2018/19 | 2019/20 | 2020/21 | 2021/22
Actual RPI
RPI Actual |  | RPIAt
Assumed Interest Rate |  | It | 1.79% | 0.2% | 0.3% | 0.6% | 0% | National Grid forecast
Opening Base Revenue Allowance (2009/10 prices) | A1 | PUt | 119.597 | 120 | 122.097 | 122.525 | 217.925 | As per licence
Price Control Financial Model Iteration Adjustment | A2 | MODt | 52.688 | 63 | 91.5 | 80.4 | 0 | MOD value published on 30 November 2016.
RPI True Up | A3 | TRUt | -6.1337 | -2.301 | -3.97 | -2.722 | 0 | RPI true up reflective of RPIF being higher than RPI outturn
RPI Forecast | A4 | RPIFt | 1.2709 | 1.309 | 1.343 | 1.384 | 1.426 | NGET RPI forecast
Base Revenue [A=(A1+A2+A3)*A4] | A | BRt | 211.165 | 236.535 | 281.5291 | 277.081 | 310.7611
Pass-Through Business Rates | B1 | RBt | 19.216 | 19.7218 | 20.1501 | 20.6682 | 0 | Reflective of substantial increase in business rates expected due to the change in rateable assets since last valuation.
Temporary Physical Disconnection | B2 | TPDt | 0.103 | 0 | 0 | 0 | 0 | Expected to remain at similar levels across remaining years of the price control.
Pass-Through Items [B=B1+B2] | B | PTt | 19.319 | 19.7218 | 20.1501 | 20.6682 | 0
Reliability Incentive Adjustment | C1 | RIt | 1.657 | 1.7011 | 1.7162 | 1.7606 | 1.7706 | Expected to remain at similar levels across remaining years of the price control.
Stakeholder Satisfaction Adjustment | C2 | SSOt | 0.85674 | 0.75371 | 0.72611 | 0.74539 | 0.74967 | Expected to remain at similar levels across remaining years of the price control following Ofgem's determination
Sulphur Hexafluoride (SF6) Gas Emissions Adjustment | C3 | SFIt | -0.0522 | -0.054195 | -0.056633 | -0.05882 | -0.059157 | Expected to remain at similar levels across remaining years of the price control.
Awarded Environmental Discretionary Rewards | C4 | EDRt | 0 | 0 | 0 | 0 | 0
Financial Incentive for Timely Connections Output | C5 | -CONADJt | 0 | 0 | 0 | 0 | 0 | N/A
Outputs Incentive Revenue [C=C1+C2+C3+C4+C5] | C | OIPt | 2.4615 | 2.4006 | 2.3856 | 2.4471 | 2.4612
Network Innovation Allowance | D | NIAt | 1.296 | 1.4452 | 1.4563 | 1.4604 | 1.4687 | Expected to remain at similar levels across remaining years of the price control.
Transmission Investment for Renewable Generation | G | TIRGt | 84.2562 | 83.5209 | 82.4519 | 81.609 | 80.3562 | Based on forecast of TIRG related revenue.
Compensatory Payments Adjustment | J | SHCPt | 0 | 0 | 0 | 0 | 0 | N/A
Correction Factor | K | -Kt | -13.775 | 4.4971 | -28.9443 | -27.7743 | 0 | Reflective of tariffs set.
Maximum Revenue (M= A+B+C+D+G+J+K] | M | TOt | 304.7227 | 348.1206 | 359.0287 | 355.4914 | 395.0471
Excluded Services | P | EXCt | 17.5 | 18.3659 | 19.0123 | 19.6744 | 20.2971 | Post BETTA Connection Charges - reflecting projects forecasted to complete and RPI uplift. 16/17 connection charges reflective of updated STCP 13-1 schedule. This reflects changes to project connection dates and mod apps to capital contributions for some projects.
Site Specifc Charges | S | EXSt | 3.355 | 3.341 | 2.7758 | 2.8589 | 2.9579 | Post-Vesting, Pre-BETTA Connection Charges - reflecting projects terminating and RPI uplift
TNUoS Collected Revenue (T=M+P-S) | T | TSHt | 318.8677 | 363.1456 | 375.2652 | 372.3069 | 412.3864
Final Collected Revenue | U | TNRt | 0 | 0 | 0 | 0 | 0
Forecast percentage change to TNUoS Collected Revenue T
Notes:
All monies are nominal 'money of the day' prices unless stated otherwise
Licensee forecasts and budgets are subject to change especially where they are influenced by external stakeholders
Greyed out cells are either calculated or not applicable in the year concerned due to the way the licence formula are constructed
NIC payments are not included as they do not form part of SHET Maximum Revenue
Commentary
All reasonable care has been taken in the preparation of these illustrative tables and the data therein. SHET offers these data without prejudice and cannot be held responsible for any loss that might be attributed to the use of these data. SHET does not accept or assume responsibility for the use of this information by any person or any person to whom this information is shown or any person to whom this information otherwise becomes available.
The base revenue forecasts for the RIIO-ET1 period (2014/15 to 2020/21, inclusive) reflect the figures authorised by Ofgem in the RIIO-ET1 Final Proposals.
Within the bounds of commercial confidentiality, this forecast provides as much information as possible.
This forecast contains as much information as can be currently made available. Generally, allowances determined by Ofgem are shown; whilst those for which Ofgem determinations are expected are not.
This respects commercial confidentiality and disclosure considerations.
Note that actual revenues may vary from those currently forecast.
All £ figures are in money of the day
Information provided in £m to one decimal place
Assumptions
It is assumed that there will be one set of price changes per year effective on 1st April.

## T43
Table 43 - Offshore Transmission Revenue Forecast
Offshore Transmission Revenue Forecast | 2017-02-20
Notes
Regulatory Year | 2014/15 | 2015/16 | 2016/17 | 2017/18 | 2018/19 | 2019/20 | 2020/21 | 2021/22
Barrow | 5.4759 | 5.6051 | 5.6563 | 5.8725 | 5.9336 | 6.1116 | 6.295 | 6.4933 | Current revenues plus indexation
Gunfleet | 6.8532 | 7.0145 | 7.0806 | 7.4324 | 7.425 | 7.6478 | 7.8773 | 7.8688 | Current revenues plus indexation
Walney 1 | 12.4911 | 12.7864 | 12.9018 | 13.1361 | 13.5282 | 13.9342 | 14.3522 | 14.017 | Current revenues plus indexation
Robin Rigg | 7.7095 | 7.8914 | 7.9933 | 8.3673 | 8.3564 | 8.6072 | 8.8654 | 8.8665 | Current revenues plus indexation
Walney 2 | 12.927 | 13.2322 | 12.5159 | 12.2993 | 14.0023 | 14.4226 | 14.8553 | 14.9794 | Current revenues plus indexation
Sheringham Shoal | 18.9241 | 19.4989 | 19.7277 | 20.0253 | 20.6207 | 21.2396 | 21.8768 | 21.8845 | Current revenues plus indexation
Ormonde | 11.5705 | 11.8431 | 11.9522 | 12.156 | 12.5237 | 12.8996 | 13.2865 | 13.5412 | Current revenues plus indexation
Greater Gabbard | 25.9995 | 26.6193 | 26.8714 | 27.3092 | 28.1641 | 29.0093 | 29.8796 | 31.1461 | Current revenues plus indexation
London Array | 37.573 | 39.2121 | 39.4987 | 39.5189 | 39.7164 | 40.9082 | 42.1354 | 42.1167 | Current revenues plus indexation
Thanet | 78.8567 | 17.5171 | 15.6998 | 19.5122 | 18.4357 | 18.989 | 19.5587 | 20.6009 | Current revenues plus indexation
Lincs |  | 25.5634 | 26.687 | 27.1881 | 26.6239 | 27.4229 | 28.2456 | 28.4763 | Current revenues plus indexation
Gwynt y mor |  | 26.2836 | 23.6461 | 29.3429 | 27.8697 | 28.7063 | 29.5675 | 29.4154 | Current revenues plus indexation
West of Duddon Sands |  | 35.29 | 21.2739 | 22.0454 | 22.3776 | 23.0493 | 23.7408 | 23.0023 | Current revenues plus indexation
Humber Gateway |  |  | 29.2845 | 9.7499 | 11.5891 | 11.9372 | 12.2953 | 12.3118 | Current revenues plus indexation
Westermost Rough |  |  |  | 11.5767 | 12.8633 | 13.3407 | 13.7409 | 13.7409 | Current revenues plus indexation
Forecast to commission in 2017/18 |  |  |  | 4.6723 | 18.5434 | 19.1 | 19.673 | 20.2632 | National Grid Forecast
Forecast to commission in 2018/19 | 2018/19: 91.5929; 2019/20: 132.7044; 2020/21: 136.6855; 2021/22: 140.7861 | National Grid Forecast
Forecast to commission in 2019/20 | 2019/20: 42.4488; 2020/21: 60.8035; 2021/22: 62.6276 | National Grid Forecast
Forecast to commission in 2020/21 | 2020/21: 70.3023; 2021/22: 107.0579 | National Grid Forecast
Forecast to commission in 2021/22 | 2021/22: 0 | National Grid Forecast
Offshore Transmission Pass-Through (B7) | 218.3804 | 248.357 | 260.7893 | 270.2046 | 380.166 | 472.4787 | 574.0366 | 619.1959
Notes:
All monies are nominal 'money of the day' prices unless stated otherwise
Licensee forecasts and budgets are subject to change especially where they are influenced by external stakeholders
Greyed out cells are either calculated or not applicable in the year concerned due to the way the licence formula are constructed
NIC payments are not included as they do not form part of OFTO Maximum Revenue

## T44
Table 44 - Contracted TEC at Peak
Generator | Technology | Nodes | Zone | 2017/18 (MW) | 2018/19 (MW) | 2019/20 (MW) | 2020/21 (MW) | 2021/22 (MW)
Aquind Interconnector | Interconnectors | LOVE40 | 26 | 0 | 0 | 0 | 0 | 2000
Auchencrosh (interconnector CCT) | Interconnectors | AUCH20 | 10 | 80 | 80 | 80 | 80 | 80
Belgium Interconnector (Nemo) | Interconnectors | CANT40 | 24 | 0 | 1000 | 1000 | 1000 | 1000
Britned | Interconnectors | GRAI40 | 24 | 1200 | 1200 | 1200 | 1200 | 1200
East West Interconnector | Interconnectors | CONQ40 | 16 | 505 | 505 | 505 | 505 | 505
ElecLink | Interconnectors | SELL40 | 24 | 1000 | 1000 | 1000 | 1000 | 1000
FAB Link Interconnector | Interconnectors | EXET40 | 26 | 0 | 0 | 0 | 1400 | 1400
IFA Interconnector | Interconnectors | SELL40 | 24 | 2000 | 2000 | 2000 | 2000 | 2000
IFA2 Interconnector | Interconnectors | FAWL40 | 26 | 0 | 0 | 1100 | 1100 | 1100
Norway Interconnector | Interconnectors | PEHE40 | 2 | 0 | 0 | 0 | 0 | 1400
NS Link | Interconnectors | BLYT4A | 13 | 0 | 0 | 0 | 1400 | 1400
Aberarder Wind Farm | Wind Onshore | ABED10 | 1 | 0 | 0 | 35.8 | 35.8 | 35.8
Aberdeen Offshore Wind Farm | Wind offshore | ABBA10 | 10 | 0 | 99 | 99 | 99 | 99
Aberthaw | Coal | ABTH20 | 21 | 1610 | 1610 | 1610 | 1610 | 1610
A'Chruach Wind Farm | Wind Onshore | ACHR1R | 7 | 43 | 43 | 43 | 43 | 43
Afton | Wind Onshore | BLAC10 | 10 | 50 | 50 | 50 | 50 | 50
Aigas | Hydro | AIGA1Q | 1 | 20 | 20 | 20 | 20 | 20
Aikengall II Windfarm | Wind Onshore | WDOD10 | 11 | 140 | 140 | 140 | 140 | 140
An Suidhe Wind Farm, Argyll (SRO) | Wind Onshore | ANSU10 | 7 | 19.3 | 19.3 | 19.3 | 19.3 | 19.3
Arecleoch | Wind Onshore | AREC10 | 10 | 114 | 114 | 114 | 114 | 114
Aultmore Wind Farm | Wind Onshore | AULW10 | 1 | 0 | 0 | 0 | 29.5 | 29.5
Bad a Cheo Wind Farm | Wind Onshore | MYBS11 | 1 | 0 | 29.9 | 29.9 | 29.9 | 29.9
Baglan Bay | CCGT | BAGB20 | 21 | 552 | 552 | 552 | 552 | 552
Barrow Offshore Wind Farm | Wind Offshore | HEYS40 | 14 | 90 | 90 | 90 | 90 | 90
Barry Power Station | CCGT | ABTH20 | 21 | 142 | 142 | 142 | 142 | 142
Beatrice Wind Farm | Wind Offshore | BLHI40 | 1 | 0 | 294 | 588 | 588 | 588
Beaw Field Wind Farm | Wind Onshore | KERG20 | 1 | 0 | 0 | 0 | 72 | 72
Beinn an Tuirc 3 | Wind Onshore | CAAD1Q | 7 | 0 | 0 | 0 | 50 | 50
Beinneun Wind Farm | Wind Onshore | BEIN10 | 3 | 109 | 109 | 109 | 109 | 109
Benbrack & Quantans Hill | Wind Onshore | KEON10 | 1 | 0 | 0 | 72 | 72 | 72
Bhlaraidh Wind Farm | Wind Onshore | BHLA10 | 3 | 108 | 108 | 108 | 108 | 108
Blackcraig Wind Farm | Wind Onshore | BLCW10 | 10 | 57.5 | 57.5 | 57.5 | 57.5 | 57.5
Blacklaw | Wind Onshore | BLKL10 | 11 | 118 | 118 | 118 | 118 | 118
Blacklaw Extension | Wind Onshore | BLKX10 | 11 | 60 | 60 | 60 | 60 | 60
BP Grangemouth | CHP | GRMO20 | 9 | 120 | 120 | 120 | 120 | 120
Bradwell B | Nuclear | GRAI40 | 24 | 0 | 0 | 0 | 0 | 1670
Burbo Bank Extension Offshore Wind Farm | Wind Offshore | BODE40 | 16 | 254 | 254 | 254 | 254 | 254
C.Gen Killingholme North Power Station | CCGT | KILL40 | 15 | 0 | 0 | 490 | 490 | 490
Cantick Head | Tidal | BASK20 | 1 | 0 | 0 | 0 | 0 | 30
Carnedd Wen Wind Farm | Wind Onshore | TRAW40 | 18 | 0 | 0 | 150 | 150 | 150
Carraig Gheal Wind Farm | Wind Onshore | FERO10 | 7 | 46 | 46 | 46 | 46 | 46
Carrington Power Station | CCGT | CARR40 | 16 | 910 | 910 | 910 | 910 | 910
CDCL | CCGT | COTT40 | 16 | 395 | 395 | 395 | 395 | 395
Clunie | Hydro | CLUN1S | 5 | 61.2 | 61.2 | 61.2 | 61.2 | 61.2
Clyde North | Wind Onshore | CLYN2Q | 11 | 374.5 | 374.5 | 374.5 | 374.5 | 374.5
Clyde South | Wind Onshore | CLYS2R | 11 | 128.8 | 128.8 | 128.8 | 128.8 | 128.8
Codling Park Wind Farm | Wind Offshore | PENT40 | 19 | 0 | 0 | 0 | 0 | 1000
Connahs Quay | CCGT | CONQ40 | 16 | 1380 | 1380 | 1380 | 1380 | 1380
Corby | CCGT | GREN40_EME | 18 | 401 | 401 | 401 | 401 | 401
Corriegarth | Wind Onshore | COGA10 | 1 | 69 | 69 | 69 | 69 | 69
Corriemoillie Wind Farm | Wind Onshore | CORI10 | 1 | 47.5 | 47.5 | 47.5 | 47.5 | 47.5
Coryton | CCGT | COSO40 | 24 | 800 | 704 | 704 | 704 | 704
Cottam | Coal | COTT40 | 16 | 2000 | 2000 | 2000 | 2000 | 2000
Cour Wind Farm | Wind Onshore | CRSS10 | 7 | 20.5 | 20.5 | 20.5 | 20.5 | 20.5
Creag Riabhach Wind Farm | Wind Onshore | CASS1Q | 1 | 0 | 0 | 0 | 72.6 | 72.6
Crookedstane Windfarm | Wind Onshore | CLYS2R | 11 | 18.4 | 18.4 | 18.4 | 18.4 | 18.4
Crossburns Wind Farm | Wind Onshore | CROB20 | 5 | 0 | 0 | 0 | 0 | 99
Crossdykes | Wind Onshore | EWEH1Q | 12 | 0 | 46 | 46 | 46 | 46
Cruachan | Pump Storage | CRUA20 | 8 | 440 | 440 | 440 | 440 | 440
Crystal Rig 2 Wind Farm | Wind Onshore | CRYR40 | 11 | 138 | 138 | 138 | 138 | 138
Crystal Rig 3 Wind Farm | Wind Onshore | CRYR40 | 11 | 62 | 13.8 | 13.8 | 62 | 62
Culligran | Hydro | CULL1Q | 1 | 19.1 | 19.1 | 19.1 | 19.1 | 19.1
Cumberhead | Wind Onshore | GAWH10 | 11 | 0 | 0 | 50 | 50 | 50
Dalquhandy Wind Farm | Wind Onshore | DALQ10 | 0 | 0 | 0 | 0 | 0 | 45
Damhead Creek | CCGT | KINO40 | 24 | 805 | 805 | 805 | 805 | 805
Damhead Creek II | CCGT | KINO40 | 24 | 0 | 0 | 1800 | 1800 | 1800
Deanie | Hydro | DEAN1Q | 1 | 38 | 38 | 38 | 38 | 38
Deeside | CCGT | CONQ40 | 16 | 1 | 1 | 1 | 1 | 1
Dersalloch Wind Farm | Wind Onshore | DERS1Q | 10 | 69 | 69 | 69 | 69 | 69
Didcot B | CCGT | DIDC40 | 25 | 1550 | 1550 | 1550 | 1550 | 1550
Dinorwig | Pump Storage | DINO40 | 19 | 1644 | 1644 | 1644 | 1644 | 1644
Dogger Bank Platform 1 | Wind Offshore | CREB40 | 15 | 0 | 0 | 0 | 0 | 500
Dogger Bank Platform 3 | Wind Offshore | LACK40 | 15 | 0 | 0 | 0 | 500 | 1000
Dogger Bank Platform 4 | Wind Offshore | CREB40 | 15 | 0 | 0 | 0 | 0 | 500
Dorenell Wind Farm | Wind Onshore | DORE11 | 1 | 0 | 220 | 220 | 220 | 220
Douglas West | Wind Onshore | COAL10 | 11 | 0 | 0 | 0 | 0 | 45
Drax (Biomass) | Biomass | DRAX40 | 15 | 1905 | 1905 | 1905 | 1905 | 1905
Drax (Coal) | Coal | DRAX40 | 15 | 2001 | 2001 | 2001 | 2001 | 2001
Druim Leathann | Wind Onshore | COUA1Q | 5 | 0 | 0 | 0 | 46.2 | 46.2
Dudgeon Offshore Wind Farm | Wind Offshore | NECT40 | 17 | 400 | 400 | 400 | 400 | 400
Dungeness B | Nuclear | DUNG40 | 24 | 1091 | 1091 | 1091 | 1091 | 1091
Dunlaw Extension | Wind Onshore | DUNE10 | 11 | 29.75 | 29.75 | 29.75 | 29.75 | 29.75
Dunmaglass Wind Farm | Wind Onshore | DUNM10 | 1 | 94 | 94 | 94 | 94 | 94
East Anglia 3 | Wind Offshore | BRFO40 | 18 | 0 | 0 | 0 | 0 | 1200
East Anglia One | Wind Offshore | BRFO40 | 18 | 0 | 129 | 680 | 680 | 680
East Anglia One North | Wind Offshore | BRFO40 | 18 | 0 | 0 | 0 | 520 | 520
Edinbane Wind, Skye | Wind Onshore | EDIN10 | 4 | 41.4 | 41.4 | 41.4 | 41.4 | 41.4
Enfield | CCGT | BRIM2A_LPN | 24 | 408 | 408 | 408 | 408 | 408
Enoch Hill | Wind Onshore | ENHI10 | 0 | 0 | 0 | 0 | 69 | 69
Errochty | Hydro | ERRO10 | 5 | 75 | 75 | 75 | 75 | 75
Ewe Hill | Wind Onshore | EWEH1Q | 12 | 39 | 39 | 39 | 39 | 39
Fallago Rig Wind Farm | Wind Onshore | FALL40 | 11 | 144 | 144 | 144 | 144 | 144
Farr Wind Farm, Tomatin | Wind Onshore | FAAR1Q | 1 | 92 | 92 | 92 | 92 | 92
Fasnakyle G1 & G2 | Hydro | FASN20 | 3 | 46 | 46 | 46 | 46 | 46
Fawley CHP | CHP | FAWL40 | 26 | 158 | 158 | 158 | 158 | 158
Ffestiniog | Pump Storage | FFES20 | 16 | 360 | 360 | 360 | 360 | 360
Fiddlers Ferry | Coal | FIDF20_ENW | 15 | 1455 | 1455 | 1455 | 1987 | 1987
Finlarig | Hydro | FINL1Q | 6 | 16.5 | 16.5 | 16.5 | 16.5 | 16.5
Firth of Forth Offshore Wind Farm 1A | Wind Offshore | TEAL20 | 9 | 0 | 0 | 0 | 0 | 545
Firth of Forth Offshore Wind Farm 1B | Wind Offshore | TEAL20 | 9 | 0 | 0 | 0 | 0 | 530
Foyers | Pump Storage | FOYE20 | 1 | 300 | 300 | 300 | 300 | 300
Freasdail | Wind Onshore | CRSS10 | 7 | 22.2 | 22.2 | 22.2 | 22.2 | 22.2
Galawhistle Wind Farm | Wind Onshore | GAWH10 | 11 | 55.2 | 55.2 | 55.2 | 55.2 | 55.2
Galloper Wind Farm | Wind Offshore | LEIS10 | 18 | 340 | 340 | 340 | 340 | 340
Gateway Energy Centre Power Station | CCGT | COSO40 | 24 | 0 | 0 | 0 | 1096 | 1096
Gilston Hill Wind Farm | Wind Onshore | DUNE10 | 11 | 0 | 0 | 0 | 21 | 21
Glen App Windfarm | Wind Onshore | AREC10 | 10 | 32.2 | 32.2 | 32.2 | 32.2 | 32.2
Glen Kyllachy Wind Farm | Wind Onshore | GLKY10 | 1 | 0 | 0 | 48.5 | 48.5 | 48.5
Glen Ullinish Wind Farm | Wind Onshore | GLNU10 | 0 | 0 | 0 | 0 | 0 | 42
Glendoe | Hydro | GLDO1G | 3 | 99.9 | 99.9 | 99.9 | 99.9 | 99.9
Glenmorie Windfarm | Wind Onshore | GLEM10 | 3 | 0 | 0 | 0 | 114 | 114
Glenmoriston | Hydro | GLEN1Q | 3 | 37 | 37 | 37 | 37 | 37
Glenmuckloch Wind Farm | Wind Onshore | GLGL1Q | 10 | 0 | 0 | 0 | 25.6 | 25.6
Glenouther Wind Farm (Harelaw) | Wind Onshore | NEIL10 | 11 | 0 | 0 | 0 | 24 | 24
Gordonbush Wind | Wind Onshore | GORW20 | 1 | 70 | 70 | 70 | 108 | 108
Grain | CCGT | GRAI40 | 24 | 1517 | 1517 | 1517 | 1517 | 1517
Great Yarmouth | CCGT | NORM40 | 18 | 405 | 405 | 405 | 405 | 405
Greater Gabbard Offshore Wind Farm | Wind Offshore | LEIS10 | 18 | 500 | 500 | 500 | 500 | 500
Greenwire Wind Farm - Pentir | Wind Offshore | PENT40 | 19 | 0 | 0 | 0 | 1000 | 1000
Griffin Wind Farm | Wind Onshore | GRIF1S | 5 | 188.6 | 188.6 | 188.6 | 188.6 | 188.6
Gunfleet Sands II Offshore Wind Farm | Wind Offshore | BRFO40 | 18 | 64 | 64 | 64 | 64 | 64
Gunfleet Sands Offshore Wind Farm | Wind Offshore | BRFO40 | 18 | 99.9 | 99.9 | 99.9 | 99.9 | 99.9
Gwynt Y Mor Offshore Wind Farm | Wind Offshore | BODE40 | 16 | 574 | 574 | 574 | 574 | 574
Hadyard Hill | Wind Onshore | HADH10 | 10 | 99.9 | 99.9 | 99.9 | 99.9 | 99.9
Halsary Wind Farm | Wind Onshore | MYBS11 | 1 | 0 | 0 | 0 | 28.5 | 28.5
Harestanes | Wind Onshore | HARE10 | 12 | 125 | 125 | 125 | 125 | 125
Harry Burn Wind Farm | Wind Onshore | ELVA2Q | 11 | 0 | 0 | 0 | 110 | 110
Harting Rig Wind Farm | Wind Onshore | KYPE10 | 11 | 0 | 0 | 0 | 61.2 | 61.2
Hartlepool | Nuclear | HATL20 | 13 | 1207 | 1207 | 1207 | 1207 | 1207
Hatfield Power Station | CCGT | THOM41 | 16 | 0 | 0 | 800 | 800 | 800
Heysham Power Station | Nuclear | HEYS40 | 14 | 2433 | 2433 | 2433 | 2433 | 2433
Hinkley Point B | Nuclear | HINP40 | 26 | 1061 | 1061 | 1061 | 1061 | 1061
Hirwaun Power Station | CCGT | RHIG40 | 21 | 0 | 0 | 0 | 299 | 299
Holyhead | Biomass | WYLF40 | 19 | 0 | 0 | 210 | 210 | 210
Hopsrig Wind Farm | Wind Onshore | EWEH1Q | 12 | 0 | 0 | 0 | 0 | 73.6
Hornsea Power Station 1A | Wind Offshore | KILL40 | 15 | 0 | 0 | 400 | 400 | 400
Hornsea Power Station 1B | Wind Offshore | KILL40 | 15 | 0 | 400 | 400 | 400 | 400
Hornsea Power Station 1C | Wind Offshore | KILL40 | 15 | 0 | 0 | 400 | 400 | 400
Hornsea Power Station 2A | Wind Offshore | KILL40 | 15 | 0 | 0 | 500 | 500 | 500
Hornsea Power Station 2B | Wind Offshore | KILL40 | 15 | 0 | 0 | 0 | 500 | 500
Humber Gateway Offshore Wind Farm | Wind Offshore | HEDO20 | 15 | 220 | 220 | 220 | 220 | 220
Hunterston | Nuclear | HUER40 | 10 | 1074 | 1074 | 1074 | 1074 | 1074
Immingham | CHP | HUMR40 | 15 | 1218 | 1218 | 1218 | 1218 | 1218
Inch Cape Offshore Wind Farm Platform 1 | Wind Offshore | COCK20 | 11 | 0 | 0 | 0 | 330 | 330
Inch Cape Offshore Wind Farm Platform 2 | Wind Offshore | COCK20 | 11 | 0 | 0 | 0 | 270 | 270
Indian Queens | OCGT | INDQ40 | 27 | 140 | 140 | 140 | 140 | 140
Invergarry | Hydro | INGA1Q | 3 | 20 | 20 | 20 | 20 | 20
J G Pears | CHP | HIGM20 | 16 | 0 | 13 | 30 | 30 | 30
Keadby | CCGT | KEAD40 | 16 | 755 | 755 | 755 | 755 | 755
Keadby II | CCGT | KEAD40 | 16 | 0 | 0 | 820 | 820 | 820
Keith Hill Wind Farm | Wind Onshore | DUNE10 | 11 | 4.5 | 4.5 | 4.5 | 4.5 | 4.5
Kilbraur Wind Farm | Wind Onshore | STRB20 | 1 | 67 | 67 | 67 | 67 | 67
Kilgallioch | Wind Onshore | KILG20 | 10 | 274 | 228 | 228 | 228 | 228
Killingholme | CCGT | KILL40 | 15 | 0 | 600 | 600 | 600 | 600
Kilmorack | Hydro | KIOR1Q | 1 | 20 | 20 | 20 | 20 | 20
Kings Lynn A | CCGT | WALP40_EME | 17 | 0 | 281 | 281 | 281 | 281
Kings Lynn B | CCGT | KLYN40 | 17 | 0 | 0 | 0 | 981 | 981
Knottingley Power Station | CCGT | KNOT40 | 15 | 0 | 0 | 1652 | 1652 | 1652
Kype Muir | Wind Onshore | KYPE10 | 11 | 0 | 88.4 | 88.4 | 88.4 | 88.4
Langage | CCGT | LAGA40 | 27 | 905 | 905 | 905 | 905 | 905
Lethans Wind Farm | Wind Onshore | GLGL1Q | 10 | 0 | 0 | 0 | 88.4 | 88.4
Limekilns | Wind Onshore | DOUN10 | 1 | 0 | 0 | 0 | 90 | 90
Lincs Offshore Wind Farm | Wind Offshore | WALP40_EME | 17 | 256 | 256 | 256 | 256 | 256
Little Barford | CCGT | EASO40 | 18 | 740 | 740 | 740 | 740 | 740
Loch Hill Wind Farm | Wind Onshore | GLLE10 | 10 | 0 | 0 | 0 | 27.5 | 27.5
Lochay | Hydro | LOCH10 | 6 | 47 | 47 | 47 | 47 | 47
Lochluichart | Wind Onshore | CORI10 | 1 | 69 | 69 | 69 | 69 | 69
London Array Offshore Wind Farm | Wind Offshore | CLEH40 | 24 | 630 | 630 | 630 | 630 | 630
Luichart | Hydro | LUIC1Q | 1 | 34 | 34 | 34 | 34 | 34
Lynemouth Power Station | Coal | BLYT20 | 13 | 376 | 376 | 376 | 376 | 376
Marchwood | CCGT | MAWO40 | 26 | 920 | 920 | 920 | 920 | 920
Marex | Pump Storage | CONQ40 | 16 | 0 | 1500 | 1500 | 1500 | 1500
Margree | Wind Onshore | MARG10 | 10 | 42.5 | 42.5 | 42.5 | 42.5 | 42.5
Mark Hill Wind Farm | Wind Onshore | MAHI20 | 10 | 53 | 53 | 53 | 53 | 53
Medway Power Station | CCGT | GRAI40 | 24 | 735 | 735 | 735 | 735 | 735
MeyGen Tidal | Tidal | GILB10 | 1 | 0 | 15 | 71 | 154 | 237
Middle Muir Wind Farm | Wind Onshore | MIDM10 | 11 | 0 | 51 | 51 | 51 | 51
Millennium South | Wind Onshore | MILS1Q | 3 | 0 | 25 | 25 | 25 | 25
Millennium Wind (Stage 3), Ceannacroc | Wind Onshore | MILW1Q | 3 | 65 | 65 | 65 | 65 | 65
Minnygap | Wind Onshore | MOFF10 | 11 | 25 | 25 | 25 | 25 | 25
Moray Firth Offshore Wind Farm | Wind Offshore | NEDE20 | 2 | 0 | 0 | 20 | 504 | 1000
Mossford | Hydro | MOSS1S | 1 | 18.66 | 18.66 | 18.66 | 18.66 | 18.66
Muaitheabhal Wind Farm | Wind Onshore | STWN20 | 4 | 0 | 0 | 0 | 150 | 150
Nant | Hydro | NANT1Q | 7 | 15 | 15 | 15 | 15 | 15
Neart Na Gaoithe Offshore Wind Farm | Wind Offshore | CRYR40 | 11 | 0 | 450 | 450 | 450 | 450
Ormonde Offshore Wind Farm | Wind Offshore | HEYS40 | 14 | 150 | 150 | 150 | 150 | 150
Orrin | Hydro | ORRI10 | 1 | 18 | 18 | 18 | 18 | 18
Pembroke Power Station | CCGT | PEMB40 | 20 | 2199 | 2199 | 2199 | 2199 | 2199
Pen Y Cymoedd Wind Farm | Wind Onshore | RHIG40 | 21 | 228 | 228 | 228 | 228 | 228
Pencloe Windfarm | Wind Onshore | BLAC10 | 10 | 63 | 63 | 63 | 63 | 63
Peterborough | CCGT | WALP40_EME | 17 | 245 | 245 | 245 | 245 | 245
Peterhead | CCGT | PEHE20 | 2 | 400 | 400 | 400 | 1180 | 1180
Pogbie Wind Farm | Wind Onshore | DUNE10 | 11 | 11.8 | 11.8 | 11.8 | 11.8 | 11.8
Progress Power Station | CCGT | BRFO40 | 18 | 0 | 0 | 0 | 299 | 299
Race Bank Wind Farm | Wind Offshore | WALP40_EME | 17 | 565 | 565 | 565 | 565 | 565
Rampion Offshore Wind Farm | Wind Offshore | BOLN40 | 25 | 400 | 400 | 400 | 400 | 400
Ratcliffe on Soar | Coal | RATS40 | 18 | 2021 | 2021 | 2021 | 2021 | 2021
Robin Rigg East Offshore Wind Farm | Wind Offshore | HARK40 | 12 | 92 | 92 | 92 | 92 | 92
Robin Rigg West Offshore Wind Farm | Wind Offshore | HARK40 | 12 | 92 | 92 | 92 | 92 | 92
Rocksavage | CCGT | ROCK40 | 16 | 810 | 810 | 810 | 810 | 810
Rye House | CCGT | RYEH40 | 24 | 715 | 715 | 715 | 715 | 715
Sallachy Wind Farm | Wind Onshore | CASS1Q | 1 | 0 | 0 | 0 | 66 | 66
Saltend | CCGT | SAES20 | 15 | 1100 | 1100 | 1100 | 1100 | 1100
Sandy Knowe Wind Farm | Wind Onshore | GLGL1Q | 10 | 0 | 0 | 0 | 90 | 90
Sanquhar Wind Farm | Wind Onshore | GLGL1Q | 10 | 30 | 30 | 30 | 30 | 30
Seabank | CCGT | SEAB40 | 22 | 1234 | 1234 | 1234 | 1234 | 1234
Sellafield | CHP | HUTT40 | 14 | 155 | 155 | 155 | 155 | 155
Severn Power | CCGT | USKM20 | 21 | 850 | 850 | 850 | 850 | 850
Sheringham Shoal Offshore Wind Farm | Wind Offshore | NORM40 | 18 | 315 | 315 | 315 | 315 | 315
Shoreham | CCGT | BOLN40 | 25 | 420 | 420 | 420 | 420 | 420
Sizewell B | Nuclear | SIZE40 | 18 | 1216 | 1216 | 1216 | 1216 | 1216
Sizewell C | Nuclear | SIZE40 | 18 | 0 | 0 | 1670 | 1670 | 3340
Sloy G2 and G3 | Hydro | SLOY10 | 8 | 80 | 80 | 80 | 80 | 80
South Humber Bank | CCGT | SHBA40 | 15 | 1365 | 1365 | 1365 | 1365 | 1365
South Kyle | Wind Onshore | NECU10 | 10 | 0 | 0 | 0 | 165 | 165
Spalding | CCGT | SPLN40 | 17 | 880 | 880 | 880 | 880 | 880
Spalding Energy Expansion | CCGT | SPLN40 | 17 | 0 | 0 | 0 | 920 | 920
Staythorpe C | CCGT | STAY40 | 16 | 1752 | 1752 | 1752 | 1752 | 1752
Stella North EFR Submission | Battery | STEW40 | 0 | 0 | 25 | 25 | 25 | 25
Stornoway Wind Farm | Wind Onshore | STWN20 | 1 | 0 | 0 | 0 | 129.6 | 129.6
Strathy North and South Wind | Wind Onshore | STRW10 | 1 | 200.25 | 67.65 | 67.65 | 67.65 | 225.25
Strathy Wood | Wind Onshore | GORW20 | 1 | 0 | 0 | 0 | 84 | 84
Stronelairg | Wind Onshore | STRL10 | 3 | 227.8 | 227.8 | 227.8 | 227.8 | 227.8
Sutton Bridge | CCGT | WALP40_EME | 17 | 819 | 819 | 819 | 819 | 819
Taylors Lane | CCGT | WISD20_LPN | 23 | 0 | 144 | 144 | 144 | 144
Tees Renewable Energy Plant | Biomass | GRSA20 | 13 | 0 | 285 | 285 | 285 | 285
Thanet Offshore Wind Farm | Wind Offshore | CANT40 | 24 | 300 | 300 | 300 | 300 | 300
Thorpe Marsh | CCGT | THOM41 | 16 | 0 | 0 | 0 | 1600 | 1600
Tidal Lagoon | Tidal | BAGB20 | 21 | 0 | 0 | 0 | 320 | 320
Toddleburn Wind Farm | Wind Onshore | DUNE10 | 11 | 27.6 | 27.6 | 27.6 | 27.6 | 27.6
Tom Na Clach | Wind Onshore | TOMN1J | 1 | 0 | 39.1 | 39.1 | 39.1 | 39.1
Torness | Nuclear | TORN40 | 11 | 1215 | 1215 | 1215 | 1215 | 1215
Trafford Power - Stage 1 | CCGT | CARR40 | 16 | 0 | 1944 | 1944 | 1944 | 1944
Tralorg Wind Farm | Wind Onshore | MAHI20 | 10 | 0 | 20 | 20 | 20 | 20
Triton Knoll Offshore Wind Farm | Wind Offshore | BICF4A | 17 | 0 | 0 | 360 | 900 | 900
Upper Sonachan | Wind Onshore | MYBS11 | 1 | 0 | 0 | 0 | 0 | 58
Uskmouth | Coal | USKM20 | 21 | 230 | 230 | 230 | 230 | 230
Viking Wind Farm | Wind Onshore | KERG20 | 1 | 0 | 0 | 0 | 412 | 412
Walney 3 Offshore Wind Farm | Wind Offshore | HEYS40 | 14 | 330 | 330 | 330 | 330 | 330
Walney 4 Offshore Wind Farm | Wind Offshore | HEYS40 | 14 | 330 | 330 | 330 | 330 | 330
Walney I Offshore Wind Farm | Wind Offshore | HEYS40 | 14 | 182 | 182 | 182 | 182 | 182
Walney II Offshore Wind Farm | Wind Offshore | STAH4A | 14 | 182 | 182 | 182 | 182 | 182
West Burton A | Coal | WBUR40 | 16 | 1987 | 1987 | 1987 | 1987 | 1987
West Burton B | CCGT | WBUR40 | 16 | 1295 | 1295 | 1295 | 1295 | 1295
West of Duddon Sands Offshore Wind Farm | Wind Offshore | HEYS40 | 14 | 382 | 382 | 382 | 382 | 382
Westermost Rough Offshore Wind Farm | Wind Offshore | HEDO20 | 15 | 205 | 205 | 205 | 205 | 205
Westray South | Tidal | DOUN20 | 1 | 0 | 0 | 0 | 0 | 60
Whitelaw Brae Windfarm | Wind Onshore | CLYS2R | 11 | 0 | 0 | 50.4 | 50.4 | 50.4
Whitelee | Wind Onshore | WLEE20 | 10 | 305 | 305 | 305 | 305 | 305
Whitelee Extension | Wind Onshore | WLEX20 | 10 | 206 | 206 | 206 | 206 | 206
Whiteside Hill Wind Farm | Wind Onshore | GLGL1Q | 10 | 27 | 27 | 27 | 27 | 27
Willington | CCGT | WILE40 | 18 | 0 | 0 | 0 | 1530 | 1530
Willow Wind Farm | Wind Onshore | WILW10 | 10 | 0 | 0 | 0 | 45 | 45
Wilton | CCGT | GRSA20 | 13 | 141 | 141 | 141 | 141 | 141
Windy Standard II (Brockloch Rig 1) Wind Farm | Wind Onshore | DUNH1R | 10 | 75 | 75 | 75 | 75 | 75

## T45
Table 45 - Contracted TEC at Peak by Zone
Zone | 2017/18 (MW) | 2018/19 (MW) | 2019/20 (MW) | 2020/21 (MW) | 2021/22 (MW)
1 | 1176.51 | 1641.91 | 2148.21 | 3253.41 | 3642.01
2 | 400 | 400 | 420 | 1684 | 3580
3 | 712.7 | 737.7 | 737.7 | 851.7 | 851.7
4 | 41.4 | 41.4 | 41.4 | 191.4 | 191.4
5 | 324.8 | 324.8 | 324.8 | 371 | 470
6 | 63.5 | 63.5 | 63.5 | 63.5 | 63.5
7 | 166 | 166 | 166 | 216 | 216
8 | 520 | 520 | 520 | 520 | 520
9 | 120 | 120 | 120 | 120 | 1195
10 | 2652.1 | 2725.1 | 2725.1 | 3166.6 | 3166.6
11 | 2552.55 | 3093.75 | 3194.15 | 4058.55 | 4103.55
12 | 348 | 394 | 394 | 394 | 467.6
13 | 1724 | 2009 | 2009 | 3409 | 3409
14 | 4234 | 4234 | 4234 | 4234 | 4234
15 | 9469 | 10469 | 13911 | 15443 | 16943
16 | 12978 | 16435 | 18072 | 19672 | 19672
17 | 3165 | 3446 | 3806 | 6247 | 6247
18 | 6101.9 | 6230.9 | 8601.9 | 10950.9 | 13820.9
19 | 1644 | 1644 | 1854 | 2854 | 3854
20 | 2199 | 2199 | 2199 | 2199 | 2199
21 | 3612 | 3612 | 3612 | 4231 | 4231
22 | 1234 | 1234 | 1234 | 1234 | 1234
23 | 0 | 144 | 144 | 144 | 144
24 | 11201 | 12105 | 13905 | 15001 | 16671
25 | 2370 | 2370 | 2370 | 2370 | 2370
26 | 2139 | 2139 | 3239 | 4639 | 6639
27 | 1045 | 1045 | 1045 | 1045 | 1045
Total | 72193.46 | 79544.06 | 91090.76 | 108563.06 | 121180.26

## T46
Table 46 - Zonal Summary of Modelled Demand
Demand Zone | 2017/18 | 2018/19 | 2019/20 | 2020/21 | 2021/22
| MW | MW | MW | MW | MW
1 | 683.4116 | 227 | 226 | 228 | 231
2 | 3069.9276 | 2820.3501 | 2820.3501 | 2820.3501 | 2815.3501
3 | 2608.6194 | 2508 | 2519 | 2531 | 2542
4 | 3504.4356 | 3234 | 3232 | 3240 | 3261
5 | 4650.7618 | 4347 | 4364 | 4375 | 4392
6 | 2687.6257 | 2831 | 2894 | 2946 | 3007
7 | 5137.05 | 5333 | 5400 | 5474 | 5557
8 | 4497.62 | 4594 | 4609 | 4628 | 4675
9 | 5849.5501 | 5843 | 5914 | 5982 | 6066
10 | 1968.4491 | 1969 | 1976 | 1990 | 1997
11 | 3626.1969 | 3355 | 3367 | 3383 | 3417
12 | 5317.1114 | 5271 | 5441 | 5565 | 5638
13 | 5935.9985 | 5668 | 5719 | 5820 | 5868
14 | 2604.2422 | 2609 | 2629 | 2658 | 2699
Total | 52141 | 50609.3501 | 51110.3501 | 51640.3501 | 52165.3501

## T47
Table 47 - Zonal Summary of Chargeable System Demand
Demand Zone | 2017/18 | 2018/19 | 2019/20 | 2020/21 | 2021/22
| MW | MW | MW | MW | MW
1 | 923.3929 | 899.1028 | 879.7381 | 874.316 | 870.8303
2 | 3109.1808 | 3027.3928 | 2962.1895 | 2943.9325 | 2932.1959
3 | 2266.9941 | 2207.3601 | 2159.8184 | 2146.5068 | 2137.9493
4 | 3853.9566 | 3752.5772 | 3671.7549 | 3649.1247 | 3634.5767
5 | 3565.7788 | 3471.98 | 3397.2011 | 3376.2631 | 3362.8029
6 | 2349.8904 | 2288.0758 | 2238.7957 | 2224.9973 | 2216.1269
7 | 4360.13 | 4245.4355 | 4153.9982 | 4128.3957 | 4111.937
8 | 4124.5781 | 4016.0799 | 3929.5823 | 3905.363 | 3889.7935
9 | 6035.8989 | 5877.1228 | 5750.5425 | 5715.1 | 5692.3155
10 | 1656.541 | 1612.9652 | 1578.2255 | 1568.4984 | 1562.2452
11 | 3711.1965 | 3613.5724 | 3535.744 | 3513.9521 | 3499.943
12 | 4111.6954 | 4003.5361 | 3917.3087 | 3893.1651 | 3877.6441
13 | 5179.4554 | 5043.2083 | 4934.5887 | 4904.1752 | 4884.6237
14 | 2435.6619 | 2371.5911 | 2320.5123 | 2306.2102 | 2297.016
Total | 47684.3509 | 46430 | 45430 | 45150 | 44970

## T48
Table 48 - Zonal Summary of Chargeable HH Demand
| 2017/18 | 2018/19 | 2019/20 | 2020/21 | 2021/22
| MW | MW | MW | MW | MW
1 | -668.0252 | -719.6885 | -773.2232 | -834.3336 | -895.444
2 | 641.7262 | 691.3556 | 742.7828 | 801.4874 | 860.192
3 | 314.2888 | 338.595 | 363.7818 | 392.5326 | 421.2835
4 | 1174.6217 | 1265.4638 | 1359.5966 | 1467.05 | 1574.5034
5 | 1106.6378 | 1192.2222 | 1280.9068 | 1382.1411 | 1483.3754
6 | 519.7239 | 559.9179 | 601.568 | 649.1119 | 696.6558
7 | 1456.3132 | 1568.9405 | 1685.6477 | 1818.87 | 1952.0923
8 | 1400.2714 | 1508.5647 | 1620.7807 | 1748.8764 | 1876.972
9 | 1472.861 | 1586.7681 | 1704.8014 | 1839.5375 | 1974.2736
10 | 554.1991 | 597.0594 | 641.4722 | 692.1699 | 742.8675
11 | 870.4043 | 937.719 | 1007.4722 | 1087.096 | 1166.7199
12 | 2194.2604 | 2363.9587 | 2539.804 | 2740.5331 | 2941.2622
13 | 1649.5978 | 1777.1733 | 1909.3701 | 2060.2739 | 2211.1778
14 | 540.1745 | 581.9502 | 625.2391 | 674.6538 | 724.0685
Total | 13227.0549 | 14250 | 15310 | 16520 | 17730

## T49
Table 49 - Zonal Summary of Chargeable NHH Demand
| 2017/18 | 2018/19 | 2019/20 | 2020/21 | 2021/22
| TWh | TWh | TWh | TWh | TWh
1 | 0.75225 | 0.70431 | 0.66122 | 0.62021 | 0.58187
2 | 1.7635 | 1.6511 | 1.5501 | 1.454 | 1.3641
3 | 1.2868 | 1.2048 | 1.1311 | 1.0609 | 0.99534
4 | 2.0636 | 1.9321 | 1.8138 | 1.7013 | 1.5962
5 | 1.8501 | 1.7322 | 1.6262 | 1.5254 | 1.4311
6 | 1.2955 | 1.213 | 1.1387 | 1.0681 | 1.0021
7 | 2.2265 | 2.0846 | 1.9571 | 1.8357 | 1.7222
8 | 2.0978 | 1.9641 | 1.8439 | 1.7296 | 1.6226
9 | 3.1893 | 2.986 | 2.8033 | 2.6295 | 2.4669
10 | 0.87023 | 0.81477 | 0.76492 | 0.71748 | 0.67313
11 | 1.9957 | 1.8685 | 1.7542 | 1.6454 | 1.5437
12 | 1.9279 | 1.805 | 1.6946 | 1.5895 | 1.4912
13 | 2.6756 | 2.5051 | 2.3518 | 2.206 | 2.0696
14 | 1.3185 | 1.2345 | 1.159 | 1.0871 | 1.0199
Total | 25.3132 | 23.7 | 22.25 | 20.87 | 19.58

## T50
Table 50 - Breakdown of HH Demand Tariffs, and CMP264/265 Calculator | [5 empty] | CMP264/265 WACM4 Indicative Embedded Export Tariff*
Zone | Zone Name | 18/19 Demand Peak Security HH (£/kW) | 18/19 Demand Year Round HH (£/kW) | 18/19 Demand Residual HH (£/kW) | 18/19 Demand Total HH (£/kW) | Zone | Zone Name | 18/19 Demand Peak Security HH (£/kW) | 18/19 Demand Year Round HH (£/kW) | 18/19 *Demand Residual Phasing (£/kW) | **Indicative Avoided GSP Infrastructure Credit (£/kW) | 18/19 Indicative Embedded Export Tariff (£/kW)
1 | Northern Scotland | 2.0931 | -7.1378 | 52.2427 | 47.1981 | 1 | Northern Scotland | 2.0931 | -7.1378 | 34.8285 | 1.62 | 31.4038
2 | Southern Scotland | -1.5953 | -18.58 | 52.2427 | 32.0673 | 2 | Southern Scotland | -1.5953 | -18.58 | 34.8285 | 1.62 | 16.2731
3 | Northern | -3.2186 | -5.9652 | 52.2427 | 43.0589 | 3 | Northern | -3.2186 | -5.9652 | 34.8285 | 1.62 | 27.2647
4 | North West | -0.86459 | -1.4163 | 52.2427 | 49.9618 | 4 | North West | -0.86459 | -1.4163 | 34.8285 | 1.62 | 34.1676
5 | Yorkshire | -2.5875 | 0.18977 | 52.2427 | 49.8449 | 5 | Yorkshire | -2.5875 | 0.18977 | 34.8285 | 1.62 | 34.0507
6 | N Wales & Mersey | -2.1854 | 1.2353 | 52.2427 | 51.2926 | 6 | N Wales & Mersey | -2.1854 | 1.2353 | 34.8285 | 1.62 | 35.4983
7 | East Midlands | -1.7027 | 2.6384 | 52.2427 | 53.1784 | 7 | East Midlands | -1.7027 | 2.6384 | 34.8285 | 1.62 | 37.3841
8 | Midlands | -1.4524 | 3.7015 | 52.2427 | 54.4918 | 8 | Midlands | -1.4524 | 3.7015 | 34.8285 | 1.62 | 38.6976
9 | Eastern | 1.6748 | 1.0302 | 52.2427 | 54.9477 | 9 | Eastern | 1.6748 | 1.0302 | 34.8285 | 1.62 | 39.1535
10 | South Wales | -6.172 | 4.539 | 52.2427 | 50.6097 | 10 | South Wales | -6.172 | 4.539 | 34.8285 | 1.62 | 34.8154
11 | South East | 3.8059 | 1.2564 | 52.2427 | 57.305 | 11 | South East | 3.8059 | 1.2564 | 34.8285 | 1.62 | 41.5108
12 | London | 5.5492 | 2.3643 | 52.2427 | 60.1563 | 12 | London | 5.5492 | 2.3643 | 34.8285 | 1.62 | 44.362
13 | Southern | 1.8862 | 4.3138 | 52.2427 | 58.4427 | 13 | Southern | 1.8862 | 4.3138 | 34.8285 | 1.62 | 42.6485
14 | South Western | -0.8674 | 5.5117 | 52.2427 | 56.8869 | 14 | South Western | -0.8674 | 5.5117 | 34.8285 | 1.62 | 41.0927
Zone | Zone Name | 19/20 Demand Peak Security HH (£/kW) | 19/20 Demand Year Round HH (£/kW) | 19/20 Demand Residual HH (£/kW) | 19/20 Demand Total HH (£/kW) | Zone | Zone Name | 19/20 Demand Peak Security HH (£/kW) | 19/20 Demand Year Round HH (£/kW) | 19/20 *Demand Residual Phasing (£/kW) | **Indicative Avoided GSP Infrastructure Credit (£/kW) | 19/20 Indicative Embedded Export Tariff (£/kW)
1 | Northern Scotland | 2.2329 | -6.5102 | 58.2352 | 53.9579 | 1 | Northern Scotland | 2.2329 | -6.5102 | 19.4117 | 1.62 | 16.7545
2 | Southern Scotland | -2.3667 | -18.6716 | 58.2352 | 37.1969 | 2 | Southern Scotland | -2.3667 | -18.6716 | 19.4117 | 1.62 | 0
3 | Northern | -3.6289 | -5.9079 | 58.2352 | 48.6984 | 3 | Northern | -3.6289 | -5.9079 | 19.4117 | 1.62 | 11.495
4 | North West | -1.481 | -0.91144 | 58.2352 | 55.8427 | 4 | North West | -1.481 | -0.91144 | 19.4117 | 1.62 | 18.6393
5 | Yorkshire | -2.9157 | 0.38064 | 58.2352 | 55.7001 | 5 | Yorkshire | -2.9157 | 0.38064 | 19.4117 | 1.62 | 18.4966
6 | N Wales & Mersey | -2.932 | 1.8726 | 58.2352 | 57.1757 | 6 | N Wales & Mersey | -2.932 | 1.8726 | 19.4117 | 1.62 | 19.9722
7 | East Midlands | -1.682 | 2.6501 | 58.2352 | 59.2033 | 7 | East Midlands | -1.682 | 2.6501 | 19.4117 | 1.62 | 21.9999
8 | Midlands | -1.8942 | 4.1453 | 58.2352 | 60.4862 | 8 | Midlands | -1.8942 | 4.1453 | 19.4117 | 1.62 | 23.2828
9 | Eastern | 1.9407 | 0.48693 | 58.2352 | 60.6628 | 9 | Eastern | 1.9407 | 0.48693 | 19.4117 | 1.62 | 23.4594
10 | South Wales | -6.0486 | 4.1755 | 58.2352 | 56.362 | 10 | South Wales | -6.0486 | 4.1755 | 19.4117 | 1.62 | 19.1586
11 | South East | 4.2718 | 0.64443 | 58.2352 | 63.1514 | 11 | South East | 4.2718 | 0.64443 | 19.4117 | 1.62 | 25.948
12 | London | 6.0008 | 1.7823 | 58.2352 | 66.0182 | 12 | London | 6.0008 | 1.7823 | 19.4117 | 1.62 | 28.8148
13 | Southern | 2.1635 | 3.4544 | 58.2352 | 63.853 | 13 | Southern | 2.1635 | 3.4544 | 19.4117 | 1.62 | 26.6495
14 | South Western | 0.071942 | 5.1994 | 58.2352 | 63.5065 | 14 | South Western | 0.071942 | 5.1994 | 19.4117 | 1.62 | 26.303
Zone | Zone Name | 20/21 Demand Peak Security HH (£/kW) | 20/21 Demand Year Round HH (£/kW) | 20/21 Demand Residual HH (£/kW) | 20/21 Demand Total HH (£/kW) | Zone | Zone Name | 20/21 Demand Peak Security HH (£/kW) | 20/21 Demand Year Round HH (£/kW) | 20/21 *Demand Residual Phasing (£/kW) | **Indicative Avoided GSP Infrastructure Credit (£/kW) | 20/21 Indicative Embedded Export Tariff (£/kW)
1 | Northern Scotland | 3.5189 | -8.2907 | 64.6042 | 59.8324 | 1 | Northern Scotland | 3.5189 | -8.2907 | 0 | 1.62 | 0
2 | Southern Scotland | -1.1939 | -19.9067 | 64.6042 | 43.5037 | 2 | Southern Scotland | -1.1939 | -19.9067 | 0 | 1.62 | 0
3 | Northern | -3.4743 | -7.5166 | 64.6042 | 53.6133 | 3 | Northern | -3.4743 | -7.5166 | 0 | 1.62 | 0
4 | North West | -0.99027 | -1.9767 | 64.6042 | 61.6373 | 4 | North West | -0.99027 | -1.9767 | 0 | 1.62 | 0
5 | Yorkshire | -2.8143 | -0.61558 | 64.6042 | 61.1743 | 5 | Yorkshire | -2.8143 | -0.61558 | 0 | 1.62 | 0
6 | N Wales & Mersey | -2.1662 | 0.79912 | 64.6042 | 63.2371 | 6 | N Wales & Mersey | -2.1662 | 0.79912 | 0 | 1.62 | 0.25293
7 | East Midlands | -2.2206 | 2.5892 | 64.6042 | 64.9728 | 7 | East Midlands | -2.2206 | 2.5892 | 0 | 1.62 | 1.9885
8 | Midlands | -1.6497 | 3.4801 | 64.6042 | 66.4346 | 8 | Midlands | -1.6497 | 3.4801 | 0 | 1.62 | 3.4504
9 | Eastern | 1.5133 | 0.37435 | 64.6042 | 66.4918 | 9 | Eastern | 1.5133 | 0.37435 | 0 | 1.62 | 3.5076
10 | South Wales | -5.9079 | 3.8791 | 64.6042 | 62.5754 | 10 | South Wales | -5.9079 | 3.8791 | 0 | 1.62 | 0
11 | South East | 4.0916 | 0.44282 | 64.6042 | 69.1386 | 11 | South East | 4.0916 | 0.44282 | 0 | 1.62 | 6.1544
12 | London | 5.7926 | 1.693 | 64.6042 | 72.0898 | 12 | London | 5.7926 | 1.693 | 0 | 1.62 | 9.1056
13 | Southern | 2.1092 | 3.284 | 64.6042 | 69.9974 | 13 | Southern | 2.1092 | 3.284 | 0 | 1.62 | 7.0132
14 | South Western | -0.97709 | 3.817 | 64.6042 | 67.4441 | 14 | South Western | -0.97709 | 3.817 | 0 | 1.62 | 4.4599
Zone | Zone Name | 21/22 Demand Peak Security HH (£/kW) | 21/22 Demand Year Round HH (£/kW) | 21/22 Demand Residual HH (£/kW) | 21/22 Demand Total HH (£/kW) | Zone | Zone Name | 21/22 Demand Peak Security HH (£/kW) | 21/22 Demand Year Round HH (£/kW) | 20/21 *Demand Residual Phasing (£/kW) | **Indicative Avoided GSP Infrastructure Credit (£/kW) | 20/21 Indicative Embedded Export Tariff (£/kW)
1 | Northern Scotland | 4.3308 | -9.0921 | 69.5369 | 64.7755 | 1 | Northern Scotland | 4.3308 | -9.0921 | 0 | 1.62 | 0
2 | Southern Scotland | -1.6467 | -20.886 | 69.5369 | 47.0042 | 2 | Southern Scotland | -1.6467 | -20.886 | 0 | 1.62 | 0
3 | Northern | -3.5611 | -7.3764 | 69.5369 | 58.5994 | 3 | Northern | -3.5611 | -7.3764 | 0 | 1.62 | 0
4 | North West | -0.97879 | -1.6229 | 69.5369 | 66.9352 | 4 | North West | -0.97879 | -1.6229 | 0 | 1.62 | 0
5 | Yorkshire | -2.9671 | -0.1422 | 69.5369 | 66.4276 | 5 | Yorkshire | -2.9671 | -0.1422 | 0 | 1.62 | 0
6 | N Wales & Mersey | -1.1895 | 0.737 | 69.5369 | 69.0844 | 6 | N Wales & Mersey | -1.1895 | 0.737 | 0 | 1.62 | 1.1675
7 | East Midlands | -2.2653 | 3.231 | 69.5369 | 70.5027 | 7 | East Midlands | -2.2653 | 3.231 | 0 | 1.62 | 2.5858
8 | Midlands | -1.0719 | 3.9428 | 69.5369 | 72.4078 | 8 | Midlands | -1.0719 | 3.9428 | 0 | 1.62 | 4.4909
9 | Eastern | 1.1026 | 1.6861 | 69.5369 | 72.3256 | 9 | Eastern | 1.1026 | 1.6861 | 0 | 1.62 | 4.4087
10 | South Wales | -4.6894 | 7.1205 | 69.5369 | 71.968 | 10 | South Wales | -4.6894 | 7.1205 | 0 | 1.62 | 4.0511
11 | South East | 3.6343 | 2.039 | 69.5369 | 75.2102 | 11 | South East | 3.6343 | 2.039 | 0 | 1.62 | 7.2933
12 | London | 5.4332 | 3.1373 | 69.5369 | 78.1074 | 12 | London | 5.4332 | 3.1373 | 0 | 1.62 | 10.1905
13 | Southern | 1.9226 | 4.9191 | 69.5369 | 76.3786 | 13 | Southern | 1.9226 | 4.9191 | 0 | 1.62 | 8.4617
14 | South Western | -0.58148 | 5.8223 | 69.5369 | 74.7777 | 14 | South Western | -0.58148 | 5.8223 | 0 | 1.62 | 6.8608
*Indicative Avoided GSP Infrastructure Cost – £1.62/kW is based on National Grid’s estimate of this value in 2013 and is expressed in 2013/14 prices.
*Demand Residual – The demand residual is expected to be affected by the implementation of WACM 4, however for the purpose of providing an initial view of the embedded export tariff, it has been assumed to be the same as current forecasts.